## Detail Location and Sites (hidden)
431 | 431 | 431 | 431 | 431 | 431 | 431 | 431 | 431 | 431 | 431 | 431 | 0 | 431 | 431 | 431 | 431 | 431 | 390 | 34 | 390 | 390 | 390 | 431 | 390 | 390 | 431 | 431 | 299 | 299 | 431
Localité ID | Lot | Localite/Lot | RAN Vendor | TX Vendor | WILAYA | COMMUNE | LOCALITES | Survey Division | Y | X | Population | SUT PLAN-> | NewSiteOrigin | SiteName | Covered Village Qty. | Site latitude | Site longitude | 390 | Equipment Requirement | Config. | Ant_Solution | Tower Height | Ant Height | Tower Type | Grid power | Remark | Azimuth1(°) | Azimuth2(°) | Azimuth3(°) | length
Lot n°06_0103 | Lot n°06 | Lot N° 6 (20 Localités) | HUAWEI | Huawei | Chlef | Oum Drou | El Khsawria | Huawei | 36.2091 | 1.3841 | 490 |  | Existing need expand LTE900M | MBTS_O02X029 | 1 | 36.1953 | 1.3855 |  | Need to add RRU & UBBP |  |  |  | 19 |  |  | Existing site MBTS_O02X029 covers this village after LTE900M expansion. 1 site->1 villages(0103) | 0 |  |  | 1540
Lot n°144_2525 | Lot N°144 | Lot N°144 (17 Localités) | HUAWEI | Nokia | Mila | Tadjnanet | Alalcha | Djezzy | 36.1475 | 5.9703 | 662 |  | Existing need expand LTE900M | MBTS_C43X169 | 1 | 36.14 | 5.976 |  | Need to add RRU & UBBP |  |  |  | 23 |  |  | Existing site MBTS_C43X169 covers this village after LTE900M expansion. 1 site->1 villages(2525) | 0 |  |  | 984
Lot n°164_2885 | Lot N°164 | Lot N°164 (18 Localités) | HUAWEI | Huawei | Relizane | Kalaa | Ouled Bekaddour | Huawei | 35.6488 | 0.35717 | 228 |  | Existing need expand LTE900M | MBTS_O48X109 | 2 | 35.6374 | 0.35826 |  | Need to add RRU & UBBP |  |  |  | 15.5 |  |  | Existing site MBTS_O48X109 covers this village after LTE900M expansion. 1 site->2 villages(2886/2885) | 0 |  |  | 1273
Lot n°29_0494 | Lot N°29 | Lot N°29 (19 Localités) | HUAWEI | Huawei | Blida | Boufarik | Haouch Ouerqui | Huawei | 36.5915 | 2.9254 | 200 |  | Existing need expand LTE900M | MBTS_A09X246_cite belouche | 1 | 36.5812 | 2.9215 |  | Need to add RRU |  |  |  | 57 |  |  | Existing site MBTS_A09X246_cite belouche covers this village after LTE900M expansion. 1 site->1 villages(0494) | 0 |  |  | 1198
Lot n°33_0583 | Lot N°33 | Lot N°33(20 Localités) | HUAWEI | Nokia | Bouira | Sour El Ghozlane | Oued Lakehal | Djezzy | 36.1801 | 3.6842 | 60 |  | Existing need expand LTE900M | MBTS_A10X124_Acc | 1 | 36.1592 | 3.6882 |  | Need to add RRU |  |  |  | 19.3 |  |  | Existing site MBTS_A10X124_Acc covers this village after LTE900M expansion. 1 site->1 villages(0583) | 0 |  |  | 2356
Lot n°159_2796 | Lot N°159 | Lot N°159 (19 Localités) | HUAWEI | Huawei | Relizane | Yellel | Ouled Benhammou | Huawei | 35.7561 | 0.32193 | 157 |  | Add new sector to cover | MBTS_O48X108 | 3 | 35.7397 | 0.32264 |  | Need to add RRU & Antenna & UBBP |  |  |  | 47 |  |  | Existing site MBTS_O48X108 covers this village after LTE900M expansion. 1 site->3 villages(2793/2796/2795) | 1 |  |  | 1822
Lot n°29_0488 | Lot N°29 | Lot N°29 (19 Localités) | HUAWEI | Huawei | Blida | Aïn Romana | Haouch Tinbo | Huawei | 36.4334 | 2.678 | 500 |  | Add new sector to cover | MBTS_A09X116 | 1 | 36.4281 | 2.6905 |  | Need to add RRU & Antenna |  |  |  | 22 |  |  | Existing site MBTS_A09X116 covers this village after LTE900M expansion. 1 site->1 villages(0488) | 1 |  |  | 1262
Lot n°99_1761 | Lot N°99 | Lot N°99(16Localités) | HUAWEI | Huawei | Mostaganem | Touahria | Ouled Attia | Huawei | 35.7973 | 0.18626 | 1000 |  | Add new sector to cover | MBTS_O27X092 | 1 | 35.7888 | 0.17514 |  | Need to add RRU & Antenna & UBBP |  |  |  | 20 |  |  | Existing site MBTS_O27X092 covers this village after LTE900M expansion. 1 site->1 villages(1761) | 1 |  |  | 1379
Lot n°30_0507 | Lot N°30 | Lot N°30 (19 Localités) | HUAWEI | Huawei | Blida | Bouinan | El ZHAIRIA | Huawei | 36.506 | 3.0218 | 1200 |  | Existing need expand LTE900M | MBTS_A09X303 | 1 | 36.4929 | 3.0075 |  | Need to add RRU |  |  |  | 57.3 |  |  | Existing site MBTS_A09X303 covers this village after LTE900M expansion. 1 site->1 villages(0507) | 10 |  |  | 1935
Lot n°153_2675 | Lot N°153 | Lot N°153 (18 Localités) | HUAWEI | Huawei | Aïn Defla | El Amra | Ouled Ben Takefa | Huawei | 36.3176 | 1.8471 | 510 |  | Add new sector to cover | MBTS_A44X015 | 1 | 36.3147 | 1.8514 |  | Need to add RRU & Antenna & UBBP |  |  |  | 38 |  |  | Existing site MBTS_A44X015 covers this village. 1 site->1 villages(2675) | 11 |  |  | 503
Lot n°143_2513 | Lot N°143 | Lot N°143 (18 Localités) | HUAWEI | Huawei | Tipaza | Hadjout | Boumediene | Huawei | 36.519 | 2.4569 | 600 |  | Existing need expand LTE900M | MBTS_A42X096 | 1 | 36.5089 | 2.4444 |  | Need to add RRU & UBBP |  |  |  | 37 |  |  | Existing site MBTS_A42X096 covers this village after LTE900M expansion. 1 site->1 villages(2513) | 15 |  |  | 1581
Lot n°143_2507 | Lot N°143 | Lot N°143 (18 Localités) | HUAWEI | Huawei | Tipaza | Bourkika | Domaine Djebouri Mohamed 01 | Huawei | 36.5119 | 2.4872 | 500 |  | Existing need expand LTE900M | 4A42X133 | 3 | 36.4975 | 2.4783 |  | Need to add RRU & Antenna & UBBP |  |  |  | 22 |  |  | Existing site 4A42X133 covers this village after LTE900M expansion. 1 site->3 villages(2508/2509/2507) | 20 |  |  | 1794
Lot n°143_2508 | Lot N°143 | Lot N°143 (18 Localités) | HUAWEI | Huawei | Tipaza | Bourkika | Domaine Si Othmene | Huawei | 36.5103 | 2.4972 | 180 |  | Existing need expand LTE900M | 4A42X133 | 3 | 36.4975 | 2.4783 |  | Need to add RRU & Antenna & UBBP |  |  |  | 22 |  |  | Existing site 4A42X133 covers this village after LTE900M expansion. 1 site->3 villages(2508/2509/2507) | 20 |  |  | 2212
Lot n°143_2509 | Lot N°143 | Lot N°143 (18 Localités) | HUAWEI | Huawei | Tipaza | Bourkika | Domaine Toumi Ahmed01 | Huawei | 36.5156 | 2.4761 | 400 |  | Existing need expand LTE900M | 4A42X133 | 3 | 36.4975 | 2.4783 |  | Need to add RRU & Antenna & UBBP |  |  |  | 22 |  |  | Existing site 4A42X133 covers this village after LTE900M expansion. 1 site->3 villages(2508/2509/2507) | 20 |  |  | 2016
Lot n°151_2641 | Lot N°151 | Lot N°151 (18 Localités) | HUAWEI | Huawei | Aïn Defla | Bir Ould Khelifa | Boukaraa | Huawei | 36.1956 | 2.2339 | 355 |  | Existing need expand LTE900M | MBTS_A44X030 | 1 | 36.179 | 2.2283 |  | Need to add RRU |  |  |  | 20 |  |  | Existing site MBTS_A44X030 covers this village after LTE900M expansion. 1 site->1 villages(2641) | 20 |  |  | 1907
Lot n°161_2819 | Lot N°161 | Lot N°161 (18 Localités) | HUAWEI | Huawei | Relizane | Aïn Rahma | Kouamlia 01 | Huawei | 35.6428 | 0.40915 | 379 |  | Existing need expand LTE900M | MBTS_O48X189 | 1 | 35.626 | 0.392 |  | Need to add RRU |  |  |  | 25 |  |  | Existing site MBTS_O48X189 covers this village after LTE900M expansion. 1 site->1 villages(2819) | 20 |  |  | 2421
Lot n°39_0699 | Lot N°39 | Lot N°39 (19 Localités) | HUAWEI | Nokia | Bouira | Mezdour | El Kharachiche | Djezzy | 36.0327 | 4.0448 | 870 |  | Existing need expand LTE900M | MBTS_A10X162 | 1 | 36.02 | 4.044 |  | Need to add RRU |  |  |  | 57.3 |  |  | Existing site MBTS_A10X162 covers this village after LTE900M expansion. 1 site->1 villages(0699) | 20 |  |  | 1410
Lot n°163_2860 | Lot N°163 | Lot N°163 (18 Localités) | HUAWEI | Huawei | Relizane | El Hamadna | Naidjia | Huawei | 35.9153 | 0.7009 | 266 |  | Existing need expand LTE900M | MBTS_O48X209 | 1 | 35.8944 | 0.69882 |  | Need to add RRU |  |  |  | 39 |  |  | Existing site MBTS_O48X209 covers this village after LTE900M expansion. 1 site->1 villages(2860) | 25 |  |  | 2330
Lot n°153_2680 | Lot N°153 | Lot N°153 (18 Localités) | HUAWEI | Huawei | Aïn Defla | Oued Djemaa | Beni Fatam | Huawei | 36.1017 | 2.3078 | 428 |  | Existing | MBTS_A44X059 | 1 | 36.1012 | 2.3056 | [5 empty] | 38 |  |  | Existing site MBTS_A44X059 covers this village. 1 site->1 villages(2680) | 30 |  |  | 203
Lot n°29_0491 | Lot N°29 | Lot N°29 (19 Localités) | HUAWEI | Huawei | Blida | Blida | Domaine Yousfi Abd El Kader | Huawei | 36.474 | 2.7615 | 1850 |  | Existing need expand LTE900M | MBTS_A09X170 | 1 | 36.4646 | 2.7467 |  | Need to add RRU & Antenna |  |  |  | 30 |  |  | Existing site MBTS_A09X170 covers this village after LTE900M expansion. 1 site->1 villages(0491) | 30 |  |  | 1690
Lot n°38_0675 | Lot N°38 | Lot N°38(19 Localités) | HUAWEI | Nokia | Bouira | Kadiria | Village Ghedioua | Djezzy | 36.5516 | 3.6786 | 782 |  | Existing need expand LTE900M | MBTS_A10X130 | 1 | 36.5355 | 3.6744 |  | Need to add RRU & UBBP |  |  |  | 19.3 |  |  | Existing site MBTS_A10X130 covers this village after LTE900M expansion. 1 site->1 villages(0675) | 30 |  |  | 1832
Lot n°96_1698 | Lot N°96 | Lot N°96(18Localités) | HUAWEI | Huawei | Mostaganem | Kheïredine | H'Mad | Huawei | 35.96 | 0.19139 | 811 |  | Existing need expand LTE900M | MBTS_O27X124 | 2 | 35.9467 | 0.17437 |  | Need to add RRU |  |  |  | 37 |  |  | Existing site MBTS_O27X124 covers this village after LTE900M expansion. 1 site->2 villages(1699/1698) | 30 |  |  | 2131
Lot n°96_1699 | Lot N°96 | Lot N°96(18Localités) | HUAWEI | Huawei | Mostaganem | Kheïredine | Ouled Abes | Huawei | 35.9492 | 0.20139 | 593 |  | Add new sector to cover | MBTS_O27X124 | 2 | 35.9467 | 0.17437 |  | Need to add RRU & Antenna |  |  |  | 37 |  |  | Existing site MBTS_O27X124 covers this village after LTE900M expansion. 1 site->2 villages(1699/1698) | 31 |  |  | 2448
Lot n°07_0123 | Lot n°07 | Lot N° 7 (19 Localités) | HUAWEI | Huawei | Chlef | El Karimia | El Gheouali | Huawei | 36.1225 | 1.5737 | 602 |  | Existing need expand LTE900M | MBTS_O02X231 | 1 | 36.1075 | 1.5599 |  | Need to add RRU & UBBP |  |  |  | 27 |  |  | Existing site MBTS_O02X231 covers this village after LTE900M expansion. 1 site->1 villages(0123) | 40 |  |  | 2078
Lot n°78_1387 | Lot N°78 | Lot N°78(20localités) | HUAWEI | Nokia | Sétif | Harbil | Centre Kordjana | Djezzy | 36.3384 | 4.948 | 1300 |  | Existing need expand LTE900M | MBTS_C19X511 | 1 | 36.3372 | 4.9473 |  | Need to add RRU & UBBP |  |  |  | 17 |  |  | Existing site MBTS_C19X511 covers this village after LTE900M expansion. 1 site->1 villages(1387) | 40 |  |  | 146
Lot n°92_1624 | Lot N°92 | Lot N°92(20Localités) | HUAWEI | Nokia | Médéa | Sedraïa | Fraction Krabiya | Huawei | 36.2624 | 3.5253 | 77 |  | Existing need expand LTE900M | MBTS_A26X082 | 1 | 36.2429 | 3.5263 |  | Need to add RRU |  |  |  | 37 |  |  | Existing site MBTS_A26X082 covers this village after LTE900M expansion. 1 site->1 villages(1624) | 40 |  |  | 2165
Lot n°25_0442 | Lot N°25 | Lot N°25 (16 Localités) | HUAWEI | Huawei | Béjaïa | Béni Melikèche | Thigvirth Touila | Djezzy | 36.4332 | 4.4274 | 199 |  | Add new sector to cover | MBTS_A06X058 | 2 | 36.4288 | 4.414 |  | Need to add RRU & Antenna |  |  |  | 38 |  |  | Existing site MBTS_A06X058 covers this village. 1 site->2 villages(0441/0442) | 41 |  |  | 1297
Lot n°150_2631 | Lot N°150 | Lot N°150 (18 Localités) | HUAWEI | Huawei | Aïn Defla | Bourached | Ouled Abd-Aali | Huawei | 36.1778 | 1.8913 | 350 |  | Existing need expand LTE900M | MBTS_A44SU208 | 2 | 36.1586 | 1.8791 |  | Need to add RRU & Antenna & UBBP |  |  |  | 19 |  |  | Existing site MBTS_A44SU208 covers this village after LTE900M expansion. 1 site->2 villages(2631/2632) | 50 |  |  | 2402
Lot n°160_2816 | Lot N°160 | Lot N°160 (19 Localités) | HUAWEI | Huawei | Relizane | Sidi M'hamed Ben Ali | Louailia | Huawei | 36.1238 | 0.85307 | 230 |  | Existing need expand LTE900M | MBTS_O48X190 | 2 | 36.1108 | 0.83979 |  | Need to add RRU & UBBP |  |  |  | 22 |  |  | Existing site MBTS_O48X190 covers this village after LTE900M expansion. 1 site->2 villages(2816/2817) | 50 |  |  | 1878
Lot n°160_2817 | Lot N°160 | Lot N°160 (19 Localités) | HUAWEI | Huawei | Relizane | Sidi M'hamed Ben Ali | Douar Ouled Bensahli | Huawei | 36.1221 | 0.84481 | 203 |  | Existing need expand LTE900M | MBTS_O48X190 | 2 | 36.1108 | 0.83979 |  | Need to add RRU & UBBP |  |  |  | 22 |  |  | Existing site MBTS_O48X190 covers this village after LTE900M expansion. 1 site->2 villages(2816/2817) | 50 |  |  | 1339
Lot n°114_1990 | Lot N°114 | Lot N°114(20localités) | HUAWEI | Nokia | Bordj Bou Arréridj | Bordj Bou Arréridj | Laaouabed | Djezzy | 36.1012 | 4.8143 | 210 |  | Add new sector to cover | MBTS_C34X208 | 1 | 36.1008 | 4.7947 |  | Need to add RRU & Antenna & UBBP |  |  |  | 27.5 |  |  | Existing site MBTS_C34X208 covers this village after LTE900M expansion. 1 site->1 villages(1990) | 51 |  |  | 1766
Lot n°157_2749 | Lot N°157 | Lot N°157 (19 Localités) | HUAWEI | Huawei | Relizane | Mediouna | Tala | Huawei | 36.1465 | 0.80511 | 272 |  | Existing need expand LTE900M | 3O48X138 | 1 | 36.1375 | 0.7842 |  | Need to add RRU & UBBP |  |  |  | 38 |  |  | Existing site 3O48X138 covers this village after LTE900M expansion. 1 site->1 villages(2749) | 60 |  |  | 2125
Lot n°91_1600 | Lot N°91 | Lot N°91(20 Localités) | HUAWEI | Nokia | Médéa | Ouzera | Fraction Achiba | Huawei | 36.2173 | 2.8946 | 882 |  | Existing need expand LTE900M | A26X015_Ben_Chikao_L900 | 1 | 36.2146 | 2.8826 |  | Need to add RRU & Antenna |  |  |  | 57.3 |  |  | Existing site A26X015_Ben_Chikao_L900 covers this village after LTE900M expansion. 1 site->1 villages(1600) | 60 |  |  | 1114
Lot n°98_1739 | Lot N°98 | Lot N°98(17localités) | HUAWEI | Huawei | Mostaganem | Sidi Ali | Naâïmia 01 | Huawei | 36.1107 | 0.44719 | 987 |  | Existing need expand LTE900M | MBTS_O27X267 | 1 | 36.0987 | 0.42972 |  | Need to add RRU & UBBP |  |  |  | 19 |  |  | Existing site MBTS_O27X267 covers this village after LTE900M expansion. 1 site->1 villages(1739) | 60 |  |  | 2055
Lot n°54_0933 | Lot N°54 | Lot N°54(11 Localités) | HUAWEI | Nokia | Tizi Ouzou | Béni Zmenzer | Iguelfane | Djezzy | 36.6614 | 4.029 | 158 |  | Add new sector to cover | MBTS_A15X188 | 1 | 36.6418 | 4.0333 |  | Need to add RRU & Antenna & UBBP |  |  |  | 24 |  |  | Existing site MBTS_A15X188 covers this village after LTE900M expansion. 1 site->1 villages(0933) | 61 |  |  | 2211
Lot n°66_1148 | Lot N°66 | Lot N°66(19 Localités) | HUAWEI | Nokia | Jijel | El Kennar Nouchfi | Zrara | Djezzy | 36.8212 | 5.9802 | 200 |  | Add new sector to cover | MBTS_C18X024 | 1 | 36.8267 | 5.9726 |  | Need to add RRU & Antenna |  |  |  | 14 |  |  | Existing site MBTS_C18X024 covers this village after LTE900M expansion. 1 site->1 villages(1148) | 61 |  |  | 915
Lot n°96_1701 | Lot N°96 | Lot N°96(18Localités) | HUAWEI | Huawei | Mostaganem | Nekmaria | Abebsa | Huawei | 36.1765 | 0.64738 | 1047 |  | Add new sector to cover | MBTS_O27X086 | 1 | 36.1812 | 0.62521 |  | Need to add RRU & Antenna & UBBP |  |  |  | 38 |  |  | Existing site MBTS_O27X086 covers this village after LTE900M expansion. 1 site->1 villages(1701) | 61 |  |  | 2057
Lot n°159_2795 | Lot N°159 | Lot N°159 (19 Localités) | HUAWEI | Huawei | Relizane | Yellel | El Kedadra | Huawei | 35.7374 | 0.34032 | 302 |  | Existing need expand LTE900M | MBTS_O48X108 | 3 | 35.7397 | 0.32264 |  | Need to add RRU & UBBP |  |  |  | 47 |  |  | Existing site MBTS_O48X108 covers this village after LTE900M expansion. 1 site->3 villages(2793/2796/2795) | 65 |  |  | 1616
Lot n°04_0063 | Lot n°04 | Lot N°4 (20 Localités) | HUAWEI | Huawei | Chlef | Zeboudja | El Touabria | Huawei | 36.38 | 1.4522 | 1147 |  | Existing need expand LTE900M | MBTS_O02X117 | 1 | 36.3666 | 1.4321 |  | Need to add RRU |  |  |  | 47 |  |  | Existing site MBTS_O02X117 covers this village after LTE900M expansion. 1 site->1 villages(0063) | 70 |  |  | 2337
Lot n°04_0064 | Lot n°04 | Lot N°4 (20 Localités) | HUAWEI | Huawei | Chlef | Zeboudja | Azzaba | Huawei | 36.3769 | 1.4152 | 528 |  | Existing need expand LTE900M | MBTS_O02X162 | 3 | 36.3705 | 1.4079 |  | Need to add RRU & UBBP |  |  |  | 39 |  |  | Existing site MBTS_O02X162 covers this village after LTE900M expansion. 1 site->3 villages(0051/0050/0064) | 70 |  |  | 973
Lot n°143_2512 | Lot N°143 | Lot N°143 (18 Localités) | HUAWEI | Huawei | Tipaza | Chaïba | Cité Bouguerra | Huawei | 36.6028 | 2.7369 | 500 |  | Existing need expand LTE900M | MBTS_A42X147 | 1 | 36.5985 | 2.7282 |  | Need to add RRU & UBBP |  |  |  | 22.3 |  |  | Existing site MBTS_A42X147 covers this village after LTE900M expansion. 1 site->1 villages(2512) | 70 |  |  | 911
Lot n°156_2731 | Lot N°156 | Lot N°156 (19 Localités) | HUAWEI | Huawei | Relizane | Béni Dergoun | Ouled Moussa | Huawei | 35.8125 | 0.81361 | 268 |  | Existing need expand LTE900M | MBTS_O48X066 | 4 | 35.7983 | 0.79374 |  | Need to add RRU & Antenna |  |  |  | 27 |  |  | Existing site MBTS_O48X066 covers this village after LTE900M expansion. 1 site->4 villages(2731/2730/2735/2734) | 70 |  |  | 2387
Lot n°36_0628 | Lot N°36 | Lot N°36(19 Localités) | HUAWEI | Nokia | Bouira | Aomar | Chaabet Yekhlef | Djezzy | 36.4671 | 3.8091 | 987 |  | Existing need expand LTE900M | MBTS_A10X193 | 1 | 36.4599 | 3.7947 |  | Need to add RRU & UBBP |  |  |  | 48 |  |  | Existing site MBTS_A10X193 covers this village after LTE900M expansion. 1 site->1 villages(0628) | 70 |  |  | 1517
Lot n°54_0934 | Lot N°54 | Lot N°54(11 Localités) | HUAWEI | Nokia | Tizi Ouzou | Maatka | Ighil Bouaklane | Djezzy | 36.5834 | 3.9441 | 1174 |  | Existing need expand LTE900M | MBTS_A15X182 | 1 | 36.5876 | 3.92 |  | Need to add RRU & UBBP |  |  |  | 30 |  |  | Existing site MBTS_A15X182 covers this village after LTE900M expansion. 1 site->1 villages(0934) | 70 |  |  | 2198
Lot n°04_0050 | Lot n°04 | Lot N°4 (20 Localités) | HUAWEI | Huawei | Chlef | Benaïria | Tafraout | Huawei | 36.3869 | 1.4161 | 1200 |  | Add new sector to cover | MBTS_O02X162 | 3 | 36.3705 | 1.4079 |  | Need to add RRU & Antenna & UBBP |  |  |  | 39 |  |  | Existing site MBTS_O02X162 covers this village after LTE900M expansion. 1 site->3 villages(0051/0050/0064) | 71 |  |  | 1969
Lot n°155_2714 | Lot N°155 | Lot N°155 (16 Localités) | HUAWEI | Huawei | Ain Temouchent | Oulhaça El Gheraba | Ouled Cherif | Huawei | 35.2771 | -1.4839 | 200 |  | Existing need expand LTE900M | MBTS_O46X161 | 1 | 35.2743 | -1.498 |  | Need to add RRU |  |  |  | 37 |  |  | Existing site MBTS_O46X161 covers this village after LTE900M expansion. 1 site->1 villages(2714) | 75 |  |  | 1318
Lot n°29_0496 | Lot N°29 | Lot N°29 (19 Localités) | HUAWEI | Huawei | Blida | Boufarik | Haouch Faidi Bouaqueb | Huawei | 36.5797 | 2.879 | 400 |  | Existing need expand LTE900M | MBTS_A09X234 | 2 | 36.5836 | 2.8591 |  | Need to add RRU & UBBP |  |  |  | 22.3 |  |  | Existing site MBTS_A09X234 covers this village after LTE900M expansion. 1 site->2 villages(0496/0497) | 80 |  |  | 1829
Lot n°29_0497 | Lot N°29 | Lot N°29 (19 Localités) | HUAWEI | Huawei | Blida | Boufarik | Haouch Aiboud 02 | Huawei | 36.5835 | 2.879 | 150 |  | Existing need expand LTE900M | MBTS_A09X234 | 2 | 36.5836 | 2.8591 |  | Need to add RRU & UBBP |  |  |  | 22.3 |  |  | Existing site MBTS_A09X234 covers this village after LTE900M expansion. 1 site->2 villages(0496/0497) | 80 |  |  | 1778
Lot n°31_0540 | Lot N°31 | Lot N°31(20 Localités) | HUAWEI | Nokia | Bouira | Haïzer | Lamroudj 2 | Djezzy | 36.3939 | 4.0218 | 449 |  | Existing need expand LTE900M | MBTS_A10X022 | 1 | 36.3974 | 3.9978 |  | Need to add RRU & Antenna |  |  |  | 25 |  |  | Existing site MBTS_A10X022 covers this village after LTE900M expansion. 1 site->1 villages(0540) | 80 |  |  | 2185
Lot n°39_0693 | Lot N°39 | Lot N°39 (19 Localités) | HUAWEI | Nokia | Bouira | M'chedallah | Aroubeh Oued El Bared | Djezzy | 36.3435 | 4.2057 | 300 |  | Existing need expand LTE900M | MBTS_A10X065 | 2 | 36.339 | 4.186 |  | Need to add RRU & Antenna & UBBP |  |  |  | 22 |  |  | Existing site MBTS_A10X065 covers this village after LTE900M expansion. 1 site->2 villages(0692/0693) | 80 |  |  | 1832
Lot n°94_1663 | Lot N°94 | Lot N°94(18 Localités) | HUAWEI | Nokia | Ksar El Boukhari | El Ouinet | Ouled Mbarek | Huawei | 35.8963 | 3.0482 | 316 |  | Existing need expand LTE900M | MBTS_A26X079 | 1 | 35.8942 | 3.0349 |  | Need to add RRU & Antenna |  |  |  | 36 |  |  | Existing site MBTS_A26X079 covers this village after LTE900M expansion. 1 site->1 villages(1663) | 80 |  |  | 1219
Lot n°05_0083 | Lot n°05 | Lot N° 5 (20 Localités) | HUAWEI | Huawei | Chlef | Talassa | El Chaouya | Huawei | 36.4369 | 1.0973 | 536 |  | Add new sector to cover | MBTS_O02X062 | 2 | 36.4291 | 1.0981 |  | Need to add RRU & Antenna |  |  |  | 38 |  |  | Existing site MBTS_O02X062 covers this village. 1 site->2 villages(0085/0083) | 81 |  |  | 867
Lot n°39_0692 | Lot N°39 | Lot N°39 (19 Localités) | HUAWEI | Nokia | Bouira | M'chedallah | Takerchoucht Oued El Bared | Djezzy | 36.3569 | 4.1919 | 300 |  | Add new sector to cover | MBTS_A10X065 | 2 | 36.339 | 4.186 |  | Need to add RRU & Antenna & UBBP |  |  |  | 22 |  |  | Existing site MBTS_A10X065 covers this village after LTE900M expansion. 1 site->2 villages(0692/0693) | 81 |  |  | 2057
Lot n°03_0037 | Lot n°03 | Lot N° 3 (21 Localités) | HUAWEI | Huawei | Chlef | Béni Haoua | Zeboudja Allal | Huawei | 36.5258 | 1.5519 | 146 |  | Existing need expand LTE900M | MBTS_O02X196 | 3 | 36.527 | 1.5336 |  | Need to add RRU & UBBP |  |  |  | 23 |  |  | Existing site MBTS_O02X196 covers this village after LTE900M expansion. 1 site->3 villages(0038/0039/0037) | 90 |  |  | 1637
Lot n°03_0039 | Lot n°03 | Lot N° 3 (21 Localités) | HUAWEI | Huawei | Chlef | Béni Haoua | Arrouchine | Huawei | 36.5203 | 1.5524 | 66 |  | Existing need expand LTE900M | MBTS_O02X196 | 3 | 36.527 | 1.5336 |  | Need to add RRU & UBBP |  |  |  | 23 |  |  | Existing site MBTS_O02X196 covers this village after LTE900M expansion. 1 site->3 villages(0038/0039/0037) | 90 |  |  | 1836
Lot n°26_0454 | Lot N°26 | Lot N°26 (15 Localités) | HUAWEI | Huawei | Béjaïa | Melbou | Ahrik | Djezzy | 36.6194 | 5.3564 | 914 |  | Existing need expand LTE900M | MBTS_A06X079 | 1 | 36.6223 | 5.3312 |  | Need to add RRU |  |  |  | 23 |  |  | Existing site MBTS_A06X079 covers this village after LTE900M expansion. 1 site->1 villages(0454) | 90 |  |  | 2272
Lot n°161_2834 | Lot N°161 | Lot N°161 (18 Localités) | HUAWEI | Huawei | Relizane | Belaassel Bouzegza | Bouazid | Huawei | 35.8031 | 0.42306 | 1013 |  | Add new sector to cover | MBTS_O48X208 | 2 | 35.7907 | 0.41339 |  | Need to add RRU & Antenna |  |  |  | 33 |  |  | Existing site MBTS_O48X208 covers this village after LTE900M expansion. 1 site->2 villages(2834/2836) | 91 |  |  | 1629
Lot n°29_0487 | Lot N°29 | Lot N°29 (19 Localités) | HUAWEI | Huawei | Blida | Aïn Romana | Ferme N°25 | Huawei | 36.4337 | 2.6712 | 900 |  | Add new sector to cover | MBTS_A09X344 | 1 | 36.4515 | 2.6575 |  | Need to add RRU & Antenna & UBBP |  |  |  | 48 |  |  | Existing site MBTS_A09X344 covers this village after LTE900M expansion. 1 site->1 villages(0487) | 96 |  |  | 2333
Lot n°06_0094 | Lot n°06 | Lot N° 6 (20 Localités) | HUAWEI | Huawei | Chlef | Ouled Farès | Ghchachema | Huawei | 36.1604 | 1.2064 | 1100 |  | Existing need expand LTE900M | MBTS_O02X357 | 1 | 36.1612 | 1.1804 |  | Need to add RRU & UBBP |  |  |  | 23 |  |  | Existing site MBTS_O02X357 covers this village after LTE900M expansion. 1 site->1 villages(0094) | 100 |  |  | 2341
Lot n°100_1774 | Lot N°100 | Lot N°100(15Localités) | HUAWEI | Huawei | Mostaganem | Hassi Maamèche | Boukardal | Huawei | 35.8409 | 0.079278 | 450 |  | Existing need expand LTE900M | MBTS_O27X105 | 1 | 35.8459 | 0.06194 |  | Need to add RRU |  |  |  | 37 |  |  | Existing site MBTS_O27X105 covers this village after LTE900M expansion. 1 site->1 villages(1774) | 100 |  |  | 1660
Lot n°93_1642 | Lot N°93 | Lot N°93(19 Localités) | HUAWEI | Nokia | Médéa | El Azizia | Fraction Chaanine | Huawei | 36.2903 | 3.5101 | 200 |  | Existing need expand LTE900M | MBTS_A26X056 | 1 | 36.2908 | 3.4942 |  | Need to add RRU & UBBP |  |  |  | 36 |  |  | Existing site MBTS_A26X056 covers this village after LTE900M expansion. 1 site->1 villages(1642) | 100 |  |  | 1424
Lot n°66_1138 | Lot N°66 | Lot N°66(19 Localités) | HUAWEI | Nokia | Jijel | Bordj Taher | Tachetaht | Djezzy | 36.7589 | 6.0362 | 100 |  | Add new sector to cover | MBTS_C18X139 | 1 | 36.7523 | 6.0269 |  | Need to add RRU & Antenna & UBBP |  |  |  | 37 |  |  | Existing site MBTS_C18X139 covers this village after LTE900M expansion. 1 site->1 villages(1138) | 101 |  |  | 1107
Lot n°97_1716 | Lot N°97 | Lot N°97(17localités) | HUAWEI | Huawei | Mostaganem | Aïn Nouissy | Amaïria | Huawei | 35.7948 | 0.091782 | 845 |  | Add new sector to cover | MBTS_O27X205 | 2 | 35.8117 | 0.079415 |  | Need to add RRU & Antenna & UBBP |  |  |  | 38 |  |  | Existing site MBTS_O27X205 covers this village after LTE900M expansion. 1 site->2 villages(1716/1717) | 101 |  |  | 2188
Lot n°08_0128 | Lot n°08 | Lot N° 8 ( 19Localités) | HUAWEI | Huawei | Chlef | Harchoun | El Abadel | Huawei | 36.1329 | 1.5303 | 944 |  | Existing need expand LTE900M | MBTS_O02X002 | 1 | 36.1366 | 1.5124 |  | Need to add RRU & UBBP |  |  |  | 16 |  |  | Existing site MBTS_O02X002 covers this village after LTE900M expansion. 1 site->1 villages(0128) | 105 |  |  | 1662
Lot n°149_2608 | Lot N°149 | Lot N°149 (18 Localités) | HUAWEI | Huawei | Aïn Defla | Aïn Soltane | Ouled Halil | Huawei | 36.2284 | 2.3351 | 1974 |  | Existing need expand LTE900M | MBTS_A44X168 | 1 | 36.2336 | 2.3241 |  | Need to add RRU |  |  |  | 37.3 |  |  | Existing site MBTS_A44X168 covers this village after LTE900M expansion. 1 site->1 villages(2608) | 110 |  |  | 1142
Lot n°151_2651 | Lot N°151 | Lot N°151 (18 Localités) | HUAWEI | Huawei | Aïn Defla | Miliana | Sidi EL Ghoul | Huawei | 36.3006 | 2.2526 | 800 |  | Existing need expand LTE900M | MBTS_A44X129 | 1 | 36.3091 | 2.2392 |  | Need to add RRU |  |  |  | 25.3 |  |  | Existing site MBTS_A44X129 covers this village after LTE900M expansion. 1 site->1 villages(2651) | 110 |  |  | 1525
Lot n°82_1453 | Lot N°82 | Lot N°82(20 Localités) | HUAWEI | Nokia | Sétif | Aïn Arnat | Douar Lakekza | Djezzy | 36.115 | 5.2595 | 90 |  | Existing | MBTS_C19X301 | 1 | 36.118 | 5.2345 | [5 empty] | 57 |  |  | Existing site MBTS_C19X301 covers this village. 1 site->1 villages(1453) | 120 |  |  | 2272
Lot n°05_0074 | Lot n°05 | Lot N° 5 (20 Localités) | HUAWEI | Huawei | Chlef | Sobha | Nouaoua | Huawei | 36.1013 | 1.1203 | 355 |  | Existing need expand LTE900M | MBTS_O02X172 | 1 | 36.1067 | 1.1074 |  | Need to add RRU & UBBP |  |  |  | 17 |  |  | Existing site MBTS_O02X172 covers this village after LTE900M expansion. 1 site->1 villages(0074) | 120 |  |  | 1299
Lot n°150_2625 | Lot N°150 | Lot N°150 (18 Localités) | HUAWEI | Huawei | Aïn Defla | BATHIA | Sidi Amhamed El Hadj | Huawei | 35.9047 | 1.8542 | 138 |  | Existing need expand LTE900M | MBTS_A44X081 | 3 | 35.9171 | 1.8357 |  | Need to add RRU & Antenna |  |  |  | 37.3 |  |  | Existing site MBTS_A44X081 covers this village after LTE900M expansion. 1 site->3 villages(2625/2626/2627) | 120 |  |  | 2162
Lot n°156_2741 | Lot N°156 | Lot N°156 (19 Localités) | HUAWEI | Huawei | Relizane | Had Echkalla | Nekicha | Huawei | 35.6648 | 1.1562 | 348 |  | Existing need expand LTE900M | MBTS_O48X095 | 1 | 35.6761 | 1.1466 |  | Need to add RRU |  |  |  | 48 |  |  | Existing site MBTS_O48X095 covers this village after LTE900M expansion. 1 site->1 villages(2741) | 120 |  |  | 1526
Lot n°53_0925 | Lot N°53 | Lot N°53(12localités) | HUAWEI | Nokia | Tizi Ouzou | Tizi Rached | Torna Taourirt | Djezzy | 36.6881 | 4.2171 | 1221 |  | Existing need expand LTE900M | MBTS_A15X200 | 1 | 36.6929 | 4.2049 |  | Need to add RRU |  |  |  | 20 |  |  | Existing site MBTS_A15X200 covers this village after LTE900M expansion. 1 site->1 villages(0925) | 120 |  |  | 1212
Lot n°150_2626 | Lot N°150 | Lot N°150 (18 Localités) | HUAWEI | Huawei | Aïn Defla | BATHIA | EL BATHA | Huawei | 35.9033 | 1.8336 | 156 |  | Add new sector to cover | MBTS_A44X081 | 3 | 35.9171 | 1.8357 |  | Need to add RRU & Antenna |  |  |  | 37.3 |  |  | Existing site MBTS_A44X081 covers this village after LTE900M expansion. 1 site->3 villages(2625/2626/2627) | 121 |  |  | 1543
Lot n°29_0493 | Lot N°29 | Lot N°29 (19 Localités) | HUAWEI | Huawei | Blida | Boufarik | Ferme Zemouri Abd El Kader | Huawei | 36.5916 | 2.956 | 600 |  | Add new sector to cover | MBTS_A09X390 | 1 | 36.6031 | 2.9516 |  | Need to add RRU & Antenna & UBBP |  |  |  | 26 |  |  | Existing site MBTS_A09X390 covers this village after LTE900M expansion. 1 site->1 villages(0493) | 121 |  |  | 1333
Lot n°33_0566 | Lot N°33 | Lot N°33(20 Localités) | HUAWEI | Nokia | Bouira | Djebahia | El Khozen Ain Chriki | Djezzy | 36.4462 | 3.7947 | 250 |  | Existing need expand LTE900M | MBTS_A10X104 | 1 | 36.4533 | 3.7736 |  | Need to add RRU & Antenna |  |  |  | 37.3 |  |  | Existing site MBTS_A10X104 covers this village after LTE900M expansion. 1 site->1 villages(0566) | 130 |  |  | 2050
Lot n°164_2880 | Lot N°164 | Lot N°164 (18 Localités) | HUAWEI | Huawei | Relizane | Kalaa | El Berak | Huawei | 35.58 | 0.31907 | 618 |  | Add new sector to cover | MBTS_O48X039 | 1 | 35.5874 | 0.32139 |  | Need to add RRU & Antenna |  |  |  | 38 |  |  | Existing site MBTS_O48X039 covers this village. 1 site->1 villages(2880) | 131 |  |  | 858
Lot n°66_1146 | Lot N°66 | Lot N°66(19 Localités) | HUAWEI | Nokia | Jijel | Boudria Béni Yadjis | El Guouarfa | Djezzy | 36.605 | 5.8085 | 207 |  | Add new sector to cover | MBTS_C18X030 | 1 | 36.6131 | 5.8076 |  | Need to add RRU & Antenna |  |  |  | 19 |  |  | Existing site MBTS_C18X030 covers this village after LTE900M expansion. 1 site->1 villages(1146) | 131 |  |  | 904
Lot n°154_2705 | Lot N°154 | Lot N°154 (16 Localités) | HUAWEI | Huawei | Ain Temouchent | Ouled Kihal | Salla | Huawei | 35.3469 | -1.2346 | 48 |  | Existing need expand LTE900M | MBTS_O46X175 | 1 | 35.3506 | -1.2515 |  | Need to add RRU & UBBP |  |  |  | 37 |  |  | Existing site MBTS_O46X175 covers this village after LTE900M expansion. 1 site->1 villages(2705) | 135 |  |  | 1589
Lot n°163_2867 | Lot N°163 | Lot N°163 (18 Localités) | HUAWEI | Huawei | Relizane | El Hamadna | Ouled Hamida | Huawei | 35.8942 | 0.7952 | 757 |  | Existing need expand LTE900M | MBTS_O48X010 | 1 | 35.9049 | 0.77633 |  | Need to add RRU |  |  |  | 19 |  |  | Existing site MBTS_O48X010 covers this village after LTE900M expansion. 1 site->1 villages(2867) | 140 |  |  | 2075
Lot n°31_0535 | Lot N°31 | Lot N°31(20 Localités) | HUAWEI | Nokia | Bouira | Aïn Turk | Oued Turk | Djezzy | 36.3857 | 3.8364 | 780 |  | Existing need expand LTE900M | 3A10X083_Acc_AIN_TURK | 2 | 36.3912 | 3.8191 |  | Need to add RRU |  |  |  | 47 |  |  | Existing site 3A10X083_Acc_AIN_TURK covers this village after LTE900M expansion. 1 site->2 villages(0530/0535) | 140 |  |  | 1660
Lot n°97_1713 | Lot N°97 | Lot N°97(17localités) | HUAWEI | Huawei | Mostaganem | Achaacha | Bilalda | Huawei | 36.2684 | 0.65737 | 1790 |  | Existing need expand LTE900M | MBTS_O27X311 | 2 | 36.2755 | 0.65097 |  | Need to add RRU & UBBP |  |  |  | 25 |  |  | Existing site MBTS_O27X311 covers this village after LTE900M expansion. 1 site->2 villages(1714/1713) | 140 |  |  | 977
Lot n°115_2021 | Lot N°115 | Lot N°115(20localités) | HUAWEI | Nokia | Bordj Bou Arréridj | Hasnaoua | Bouchraf | Djezzy | 36.1869 | 4.785 | 123 |  | Add new sector to cover | MBTS_C34X069 | 2 | 36.1937 | 4.7892 |  | Need to add RRU & Antenna |  |  |  | 17.9 |  |  | Existing site MBTS_C34X069 covers this village after LTE900M expansion. 1 site->2 villages(2021/2015) | 141 |  |  | 845
Lot n°29_0503 | Lot N°29 | Lot N°29 (19 Localités) | HUAWEI | Huawei | Blida | Hammam Melouane | Cité Platerière | Huawei | 36.5104 | 3.074 | 1400 |  | Add new sector to cover | MBTS_A09X248 | 1 | 36.5206 | 3.0743 |  | Need to add RRU & Antenna & UBBP |  |  |  | 26 |  |  | Existing site MBTS_A09X248 covers this village after LTE900M expansion. 1 site->1 villages(0503) | 141 |  |  | 1136
Lot n°151_2648 | Lot N°151 | Lot N°151 (18 Localités) | HUAWEI | Huawei | Aïn Defla | Miliana | Sidi Bouzian Kokah | Huawei | 36.2925 | 2.2335 | 800 |  | Existing need expand LTE900M | MBTS_A44X260_A+ | 1 | 36.3009 | 2.2222 |  | Need to add RRU & UBBP |  |  |  | 48 |  |  | Existing site MBTS_A44X260_A+ covers this village after LTE900M expansion. 1 site->1 villages(2648) | 150 |  |  | 1379
Lot n°34_0594 | Lot N°34 | Lot N°34(20 Localités) | HUAWEI | Nokia | Bouira | Raouraoua | Ouled Sidi Said | Djezzy | 36.2202 | 3.6579 | 590 |  | Existing need expand LTE900M | 3A10X047_Acc_Raouraoua | 1 | 36.2354 | 3.6463 |  | Need to add RRU & Antenna |  |  |  | 23 |  |  | Existing site 3A10X047_Acc_Raouraoua covers this village after LTE900M expansion. 1 site->1 villages(0594) | 150 |  |  | 1984
Lot n°97_1718 | Lot N°97 | Lot N°97(17localités) | HUAWEI | Huawei | Mostaganem | Aïn Sidi Chérif | Chraïfia | Huawei | 35.7901 | 0.15437 | 700 |  | Existing need expand LTE900M | MBTS_O27X198 | 1 | 35.8061 | 0.1522 |  | Need to add RRU & Antenna |  |  |  | 37 |  |  | Existing site MBTS_O27X198 covers this village after LTE900M expansion. 1 site->1 villages(1718) | 150 |  |  | 1788
Lot n°114_1994 | Lot N°114 | Lot N°114(20localités) | HUAWEI | Nokia | Bordj Bou Arréridj | Bordj Ghdir | El Karya El Filahiya | Djezzy | 35.8944 | 4.9018 | 1706 |  | Add new sector to cover | 3C34X056_Acc | 1 | 35.8982 | 4.8924 |  | Need to add RRU & Antenna & UBBP |  |  |  | 19 |  |  | Existing site 3C34X056_Acc covers this village after LTE900M expansion. 1 site->1 villages(1994) | 151 |  |  | 945
Lot n°117_2046 | Lot N°117 | Lot N°117(19localités) | HUAWEI | Nokia | Bordj Bou Arréridj | Medjana | Oued Sayad | Djezzy | 36.1621 | 4.6443 | 709 |  | Existing need expand LTE900M | MBTS_C34X083 | 2 | 36.1761 | 4.6429 |  | Need to add RRU |  |  |  | 25 |  |  | Existing site MBTS_C34X083 covers this village after LTE900M expansion. 1 site->2 villages(2046/2052) | 160 |  |  | 1561
Lot n°117_2052 | Lot N°117 | Lot N°117(19localités) | HUAWEI | Nokia | Bordj Bou Arréridj | Medjana | El Machraa | Djezzy | 36.1612 | 4.6481 | 1103 |  | Existing need expand LTE900M | MBTS_C34X083 | 2 | 36.1761 | 4.6429 |  | Need to add RRU |  |  |  | 25 |  |  | Existing site MBTS_C34X083 covers this village after LTE900M expansion. 1 site->2 villages(2046/2052) | 160 |  |  | 1724
Lot n°161_2825 | Lot N°161 | Lot N°161 (18 Localités) | HUAWEI | Huawei | Relizane | Aïn Rahma | Senainia | Huawei | 35.6485 | 0.39342 | 594 |  | Existing need expand LTE900M | MBTS_O48X043 | 1 | 35.659 | 0.37572 |  | Need to add RRU & UBBP |  |  |  | 37 |  |  | Existing site MBTS_O48X043 covers this village after LTE900M expansion. 1 site->2 villages(2823/2825) | 160 |  |  | 1979
Lot n°30_0523 | Lot N°30 | Lot N°30 (19 Localités) | HUAWEI | Huawei | Blida | Chréa | Hai Beni Ali | Huawei | 36.4533 | 2.8525 | 95 |  | Existing need expand LTE900M | MBTS_A09X439 | 1 | 36.4534 | 2.8521 |  | Need to add RRU |  |  |  | 10 |  |  | Existing site MBTS_A09X439 covers this village after LTE900M expansion. 1 site->1 villages(0523) | 160 |  |  | 33
Lot n°03_0038 | Lot n°03 | Lot N° 3 (21 Localités) | HUAWEI | Huawei | Chlef | Béni Haoua | Loudha Tadrath | Huawei | 36.5133 | 1.5455 | 144 |  | Existing need expand LTE900M | MBTS_O02X196 | 3 | 36.527 | 1.5336 |  | Need to add RRU & UBBP |  |  |  | 23 |  |  | Existing site MBTS_O02X196 covers this village after LTE900M expansion. 1 site->3 villages(0038/0039/0037) | 170 |  |  | 1856
Lot n°145_2547 | Lot N°145 | Lot N°145 (17 Localités) | HUAWEI | Nokia | Mila | Chelghoum Laïd | Ouled Amer | Djezzy | 36.1447 | 6.1897 | 800 |  | Existing need expand LTE900M | MBTS_C43X165 | 1 | 36.1556 | 6.1755 |  | Need to add RRU & UBBP |  |  |  | 26 |  |  | Existing site MBTS_C43X165 covers this village after LTE900M expansion. 1 site->1 villages(2547) | 170 |  |  | 1759
Lot n°30_0516 | Lot N°30 | Lot N°30 (19 Localités) | HUAWEI | Huawei | Blida | Chebli | Douar El Ksairia | Huawei | 36.5926 | 3.0531 | 270 |  | Existing need expand LTE900M | MBTS_A09X327 | 4 | 36.6 | 3.0534 |  | Need to add RRU |  |  |  | 58 |  |  | Existing site MBTS_A09X327 covers this village after LTE900M expansion. 1 site->4 villages(0513/0512/0514/0516) | 170 |  |  | 823
Lot n°37_0660 | Lot N°37 | Lot N°37(19 Localités) | HUAWEI | Nokia | Bouira | Dirah | El Khelifat | Djezzy | 36.0601 | 3.7548 | 349 |  | Existing need expand LTE900M | MBTS_A10X102 | 2 | 36.0789 | 3.747 |  | Need to add RRU & Antenna |  |  |  | 57 |  |  | Existing site MBTS_A10X102 covers this village after LTE900M expansion. 1 site->2 villages(0660/0661) | 170 |  |  | 2204
Lot n°37_0661 | Lot N°37 | Lot N°37(19 Localités) | HUAWEI | Nokia | Bouira | Dirah | EL Souidia | Djezzy | 36.0598 | 3.7489 | 304 |  | Existing need expand LTE900M | MBTS_A10X102 | 2 | 36.0789 | 3.747 |  | Need to add RRU & Antenna |  |  |  | 57 |  |  | Existing site MBTS_A10X102 covers this village after LTE900M expansion. 1 site->2 villages(0660/0661) | 170 |  |  | 2133
Lot n°07_0118 | Lot n°07 | Lot N° 7 (19 Localités) | HUAWEI | Huawei | Chlef | El Hadjadj | El Mekaniyet | Huawei | 36.0095 | 1.3685 | 450 |  | Add new sector to cover | MBTS_O02X116 | 1 | 36.0144 | 1.3747 |  | Need to add RRU & Antenna & UBBP |  |  |  | 17.4 |  |  | Existing site MBTS_O02X116 covers this village after LTE900M expansion. 1 site->1 villages(0118) | 171 |  |  | 773
Lot n°100_1777 | Lot N°100 | Lot N°100(15Localités) | HUAWEI | Huawei | Mostaganem | Stidia | Dhamchia | Huawei | 35.8302 | 0.03375 | 614 |  | Existing need expand LTE900M | MBTS_O27X231 | 1 | 35.8404 | 0.0374 |  | Need to add RRU & UBBP |  |  |  | 23.5 |  |  | Existing site MBTS_O27X231 covers this village after LTE900M expansion. 1 site->1 villages(1777) | 180 |  |  | 1178
Lot n°156_2730 | Lot N°156 | Lot N°156 (19 Localités) | HUAWEI | Huawei | Relizane | Béni Dergoun | El Khoualed | Huawei | 35.7825 | 0.78611 | 425 |  | Existing need expand LTE900M | MBTS_O48X066 | 4 | 35.7983 | 0.79374 |  | Need to add RRU & Antenna |  |  |  | 27 |  |  | Existing site MBTS_O48X066 covers this village after LTE900M expansion. 1 site->4 villages(2731/2730/2735/2734) | 180 |  |  | 1889
Lot n°159_2782 | Lot N°159 | Lot N°159 (19 Localités) | HUAWEI | Huawei | Relizane | Oued Rhiou | Khodam | Huawei | 35.8079 | 0.93831 | 500 |  | Existing need expand LTE900M | MBTS_O48X054 | 1 | 35.825 | 0.95147 |  | Need to add RRU & UBBP |  |  |  | 37 |  |  | Existing site MBTS_O48X054 covers this village after LTE900M expansion. 1 site->1 villages(2782) | 180 |  |  | 2239
Lot n°161_2823 | Lot N°161 | Lot N°161 (18 Localités) | HUAWEI | Huawei | Relizane | Aïn Rahma | Hemadchia | Huawei | 35.665 | 0.34983 | 465 |  | Existing need expand LTE900M | MBTS_O48X064 | 2 | 35.6771 | 0.3428 |  | Need to add RRU & Antenna |  |  |  | 22 |  |  | Existing site MBTS_O48X064 covers this village. 1 site->2 villages(2823/2824) | 180 |  |  | 1491
Lot n°163_2865 | Lot N°163 | Lot N°163 (18 Localités) | HUAWEI | Huawei | Relizane | El Hamadna | El Mehaidia | Huawei | 35.888 | 0.7633 | 659 |  | Existing need expand LTE900M | MBTS_O48X136 | 2 | 35.9038 | 0.77281 |  | Need to add RRU & Antenna & UBBP |  |  |  | 19 |  |  | Existing site MBTS_O48X136 covers this village after LTE900M expansion. 1 site->2 villages(2866/2865) | 180 |  |  | 1955
Lot n°163_2866 | Lot N°163 | Lot N°163 (18 Localités) | HUAWEI | Huawei | Relizane | El Hamadna | Mezaria | Huawei | 35.8847 | 0.7784 | 436 |  | Existing need expand LTE900M | MBTS_O48X136 | 2 | 35.9038 | 0.77281 |  | Need to add RRU & Antenna & UBBP |  |  |  | 19 |  |  | Existing site MBTS_O48X136 covers this village after LTE900M expansion. 1 site->2 villages(2866/2865) | 180 |  |  | 2183
Lot n°29_0500 | Lot N°29 | Lot N°29 (19 Localités) | HUAWEI | Huawei | Blida | Djebabra | Hai Eldjebabra El Thata | Huawei | 36.5783 | 3.2692 | 1800 |  | Existing need expand LTE900M | MBTS_A09X141 | 1 | 36.5833 | 3.2689 |  | Need to add RRU |  |  |  | 27.3 |  |  | Existing site MBTS_A09X141 covers this village after LTE900M expansion. 1 site->1 villages(0500) | 180 |  |  | 552
Lot n°31_0543 | Lot N°31 | Lot N°31(20 Localités) | HUAWEI | Nokia | Bouira | Oued El Berdi | Mamcha | Djezzy | 36.2558 | 3.8978 | 400 |  | Existing need expand LTE900M | MBTS_A10X030 | 1 | 36.2731 | 3.8917 |  | Need to add RRU & UBBP |  |  |  | 31.5 |  |  | Existing site MBTS_A10X030 covers this village after LTE900M expansion. 1 site->1 villages(0543) | 180 |  |  | 1993
Lot n°37_0648 | Lot N°37 | Lot N°37(19 Localités) | HUAWEI | Nokia | Bouira | Boukram | Kadir | Djezzy | 36.5367 | 3.3886 | 209 |  | Existing need expand LTE900M | MBTS_A10X086 | 3 | 36.5542 | 3.3846 |  | Need to add RRU |  |  |  | 47.3 |  |  | Existing site MBTS_A10X086 covers this village after LTE900M expansion. 1 site->3 villages(0643/0648/0646) | 180 |  |  | 1981
Lot n°04_0051 | Lot n°04 | Lot N°4 (20 Localités) | HUAWEI | Huawei | Chlef | Benaïria | Hay Chahid Tamour Ahmed | Huawei | 36.352 | 1.3957 | 627 |  | Add new sector to cover | MBTS_O02X162 | 3 | 36.3705 | 1.4079 |  | Need to add RRU & Antenna & UBBP |  |  |  | 39 |  |  | Existing site MBTS_O02X162 covers this village after LTE900M expansion. 1 site->3 villages(0051/0050/0064) | 181 |  |  | 2329
Lot n°151_2652 | Lot N°151 | Lot N°151 (18 Localités) | HUAWEI | Huawei | Aïn Defla | Tarik Ibn Ziad | EL Naimia | Huawei | 36.0193 | 2.1453 | 350 |  | Add new sector to cover | 4A44X098 | 1 | 36.0269 | 2.1648 |  | Need to add RRU & Antenna |  |  |  | 57 |  |  | Existing site 4A44X098 covers this village after LTE900M expansion. 1 site->1 villages(2652) | 181 |  |  | 1937
Lot n°159_2793 | Lot N°159 | Lot N°159 (19 Localités) | HUAWEI | Huawei | Relizane | Yellel | Ouled Maâmmar | Huawei | 35.7229 | 0.32142 | 600 |  | Add new sector to cover | MBTS_O48X108 | 3 | 35.7397 | 0.32264 |  | Need to add RRU & Antenna & UBBP |  |  |  | 47 |  |  | Existing site MBTS_O48X108 covers this village after LTE900M expansion. 1 site->3 villages(2793/2796/2795) | 181 |  |  | 1873
Lot n°161_2824 | Lot N°161 | Lot N°161 (18 Localités) | HUAWEI | Huawei | Relizane | Aïn Rahma | Meghana | Huawei | 35.6756 | 0.34989 | 325 |  | Add new sector to cover | MBTS_O48X064 | 2 | 35.6771 | 0.3428 |  | Need to add RRU & Antenna |  |  |  | 22 |  |  | Existing site MBTS_O48X064 covers this village. 1 site->2 villages(2823/2824) | 181 |  |  | 662
Lot n°30_0522 | Lot N°30 | Lot N°30 (19 Localités) | HUAWEI | Huawei | Blida | Chiffa | Ferme Echrougui 2 | Huawei | 36.4419 | 2.7215 | 356 |  | Add new sector to cover | MBTS_A09X343 | 2 | 36.4487 | 2.7108 |  | Need to add RRU & Antenna & UBBP |  |  |  | 48 |  |  | Existing site MBTS_A09X343 covers this village. 1 site->2 villages(0490/0522) | 181 |  |  | 1216
Lot n°37_0643 | Lot N°37 | Lot N°37(19 Localités) | HUAWEI | Nokia | Bouira | Boukram | Kerbache | Djezzy | 36.5461 | 3.3922 | 350 |  | Add new sector to cover (0643 0646 share new sector) | MBTS_A10X086 | 3 | 36.5542 | 3.3846 |  | Need to add RRU & Antenna |  |  |  | 47.3 |  |  | Existing site MBTS_A10X086 covers this village after LTE900M expansion. 1 site->3 villages(0643/0648/0646) | 181 |  |  | 1124
Lot n°37_0646 | Lot N°37 | Lot N°37(19 Localités) | HUAWEI | Nokia | Bouira | Boukram | Ouled Allal | Djezzy | 36.5431 | 3.3957 | 436 |  | Add new sector to cover (0643 0646 share new sector) | MBTS_A10X086 | 3 | 36.5542 | 3.3846 |  | Need to add RRU & Antenna |  |  |  | 47.3 |  |  | Existing site MBTS_A10X086 covers this village after LTE900M expansion. 1 site->3 villages(0643/0648/0646) | 181 |  |  | 1586
Lot n°114_1998 | Lot N°114 | Lot N°114(20localités) | HUAWEI | Nokia | Bordj Bou Arréridj | Colla | Tazellamte | Djezzy | 36.2708 | 4.6738 | 1750 |  | Existing need expand LTE900M | MBTS_C34X022 | 1 | 36.2901 | 4.6655 |  | Need to add RRU & Antenna |  |  |  | 23 |  |  | Existing site MBTS_C34X022 covers this village after LTE900M expansion. 1 site->1 villages(1998) | 185 |  |  | 2277
Lot n°08_0132 | Lot n°08 | Lot N° 8 ( 19Localités) | HUAWEI | Huawei | Chlef | Herenfa | El Merabtine | Huawei | 36.2358 | 1.0396 | 252 |  | Existing need expand LTE900M | MBTS_O02X033 | 1 | 36.2473 | 1.0449 |  | Need to add RRU |  |  |  | 15.5 |  |  | Existing site MBTS_O02X033 covers this village after LTE900M expansion. 1 site->1 villages(0132) | 190 |  |  | 1363
Lot n°09_0149 | Lot n°09 | Lot N°9 (19 Localités) | HUAWEI | Huawei | Chlef | Béni Rached | Nefoussa | Huawei | 36.2682 | 1.4771 | 920 |  | Existing need expand LTE900M | MBTS_O02X375 | 1 | 36.2819 | 1.4826 |  | Need to add RRU |  |  |  | 32 |  |  | Existing site MBTS_O02X375 covers this village after LTE900M expansion. 1 site->1 villages(0149) | 190 |  |  | 1600
Lot n°164_2890 | Lot N°164 | Lot N°164 (18 Localités) | HUAWEI | Huawei | Relizane | Mendès | Ouled Boualem | Huawei | 35.6868 | 0.55698 | 68 |  | Existing need expand LTE900M | MBTS_O48X179 | 1 | 35.6999 | 0.57229 |  | Need to add RRU & UBBP |  |  |  | 25 |  |  | Existing site MBTS_O48X179 covers this village after LTE900M expansion. 1 site->1 villages(2890) | 190 |  |  | 2007
Lot n°09_0160 | Lot n°09 | Lot N°9 (19 Localités) | HUAWEI | Huawei | Chlef | Chettia | Hay Sahraui | Huawei | 36.1631 | 1.2611 | 1926 |  | Existing need expand LTE900M | MBTS_O02X276 | 2 | 36.1729 | 1.2607 |  | Need to add RRU & UBBP |  |  |  | 22 |  |  | Existing site MBTS_O02X276 covers this village after LTE900M expansion. 1 site->2 villages(0161/0160) | 200 |  |  | 1098
Lot n°09_0161 | Lot n°09 | Lot N°9 (19 Localités) | HUAWEI | Huawei | Chlef | Chettia | Bocaa El Khodre | Huawei | 36.1517 | 1.2633 | 1690 |  | Existing need expand LTE900M | MBTS_O02X276 | 2 | 36.1729 | 1.2607 |  | Need to add RRU & UBBP |  |  |  | 22 |  |  | Existing site MBTS_O02X276 covers this village after LTE900M expansion. 1 site->2 villages(0161/0160) | 200 |  |  | 2376
Lot n°115_2020 | Lot N°115 | Lot N°115(20localités) | HUAWEI | Nokia | Bordj Bou Arréridj | Hasnaoua | Ain Tigzirin | Djezzy | 36.1406 | 4.8042 | 597 |  | Add new sector to cover | 3C34X039_Acc | 1 | 36.1458 | 4.7986 |  | Need to add RRU & Antenna |  |  |  | 31 |  |  | Existing site 3C34X039_Acc covers this village. 1 site->1 villages(2020) | 201 |  |  | 766
Lot n°146_2567 | Lot N°146 | Lot N°146 (16 Localités) | HUAWEI | Nokia | Mila | Amira Arras | Bouachba | Djezzy | 36.5177 | 6.0523 | 800 |  | Existing need expand LTE900M | MBTS_C43X025 | 1 | 36.5367 | 6.0622 |  | Need to add RRU & Antenna & UBBP |  |  |  | 26 |  |  | Existing site MBTS_C43X025 covers this village after LTE900M expansion. 1 site->1 villages(2567) | 220 |  |  | 2290
Lot n°29_0489 | Lot N°29 | Lot N°29 (19 Localités) | HUAWEI | Huawei | Blida | Aïn Romana | Sidi Ouarathe | Huawei | 36.4103 | 2.7036 | 400 |  | Existing need expand LTE900M | MBTS_A09X385 | 1 | 36.4179 | 2.7129 |  | Need to add RRU & UBBP |  |  |  | 23 |  |  | Existing site MBTS_A09X385 covers this village after LTE900M expansion. 1 site->1 villages(0489) | 220 |  |  | 1191
Lot n°150_2632 | Lot N°150 | Lot N°150 (18 Localités) | HUAWEI | Huawei | Aïn Defla | Bourached | El Bnaidjia | Huawei | 36.1432 | 1.8828 | 208 |  | Add new sector to cover | MBTS_A44SU208 | 2 | 36.1586 | 1.8791 |  | Need to add RRU & Antenna & UBBP |  |  |  | 19 |  |  | Existing site MBTS_A44SU208 covers this village after LTE900M expansion. 1 site->2 villages(2631/2632) | 221 |  |  | 1742
Lot n°09_0144 | Lot n°09 | Lot N°9 (19 Localités) | HUAWEI | Huawei | Chlef | Béni Rached | El Cheraga | Huawei | 36.2537 | 1.525 | 1244 |  | Existing need expand LTE900M | MBTS_O02X372 | 2 | 36.2646 | 1.5474 |  | Need to add RRU & UBBP |  |  |  | 27 |  |  | Existing site MBTS_O02X372 covers this village after LTE900M expansion. 1 site->2 villages(0144/0146) | 240 |  |  | 2338
Lot n°100_1768 | Lot N°100 | Lot N°100(15Localités) | HUAWEI | Huawei | Mostaganem | Souaflia | Menanda | Huawei | 35.8544 | 0.3111 | 900 |  | Existing need expand LTE900M | MBTS_O27X049 | 2 | 35.8602 | 0.33692 |  | Need to add RRU & UBBP |  |  |  | 39 |  |  | Existing site MBTS_O27X049 covers this village after LTE900M expansion. 1 site->2 villages(1768/1767) | 240 |  |  | 2414
Lot n°117_2055 | Lot N°117 | Lot N°117(19localités) | HUAWEI | Nokia | Bordj Bou Arréridj | Medjana | Sidi Moussa | Djezzy | 36.1192 | 4.6632 | 230 |  | Existing need expand LTE900M | MBTS_C34X181 | 1 | 36.1313 | 4.6773 |  | Need to add RRU & UBBP |  |  |  | 26 |  |  | Existing site MBTS_C34X181 covers this village after LTE900M expansion. 1 site->1 villages(2055) | 240 |  |  | 1850
Lot n°155_2713 | Lot N°155 | Lot N°155 (16 Localités) | HUAWEI | Huawei | Ain Temouchent | Oulhaça El Gheraba | Ain Meziene | Huawei | 35.242 | -1.461 | 53 |  | Existing need expand LTE900M | 3O46X072_Acc_TADMAYA_ | 1 | 35.2423 | -1.4476 |  | Need to add RRU & Antenna |  |  |  | 23 |  |  | Existing site 3O46X072_Acc_TADMAYA_ covers this village after LTE900M expansion. 1 site->1 villages(2713) | 240 |  |  | 1214
Lot n°34_0589 | Lot N°34 | Lot N°34(20 Localités) | HUAWEI | Nokia | Bouira | El Asnam | Village Iarar | Djezzy | 36.3024 | 4.0266 | 350 |  | Existing need expand LTE900M | MBTS_A10X071 | 1 | 36.3089 | 4.0446 |  | Need to add RRU |  |  |  | 26 |  |  | Existing site MBTS_A10X071 covers this village after LTE900M expansion. 1 site->1 villages(0589) | 240 |  |  | 1768
Lot n°100_1767 | Lot N°100 | Lot N°100(15Localités) | HUAWEI | Huawei | Mostaganem | Souaflia | Sidi Adda EL Hadj | Huawei | 35.8472 | 0.34287 | 1800 |  | Add new sector to cover | MBTS_O27X049 | 2 | 35.8602 | 0.33692 |  | Need to add RRU & Antenna & UBBP |  |  |  | 39 |  |  | Existing site MBTS_O27X049 covers this village after LTE900M expansion. 1 site->2 villages(1768/1767) | 241 |  |  | 1541
Lot n°31_0530 | Lot N°31 | Lot N°31(20 Localités) | HUAWEI | Nokia | Bouira | Aïn El Hadjar | EL Touares | Djezzy | 36.3975 | 3.7972 | 130 |  | Add new sector to cover | 3A10X083_Acc_AIN_TURK | 2 | 36.3912 | 3.8191 |  | Need to add RRU & Antenna |  |  |  | 47 |  |  | Existing site 3A10X083_Acc_AIN_TURK covers this village after LTE900M expansion. 1 site->2 villages(0530/0535) | 241 |  |  | 2080
Lot n°149_2603 | Lot N°149 | Lot N°149 (18 Localités) | HUAWEI | Huawei | Aïn Defla | Aïn Benian | Hay El Wiam | Huawei | 36.3434 | 2.3771 | 165 |  | Existing need expand LTE900M | MBTS_A44X084 | 2 | 36.3527 | 2.393 |  | Need to add RRU & Antenna |  |  |  | 16 |  |  | Existing site MBTS_A44X084 covers this village after LTE900M expansion. 1 site->2 villages(2603/2604) | 245 |  |  | 1762
Lot n°115_2012 | Lot N°115 | Lot N°115(20localités) | HUAWEI | Nokia | Bordj Bou Arréridj | Ghilassa | Bousekrine | Djezzy | 35.8438 | 4.9121 | 135 |  | Existing need expand LTE900M | MBTS_C34X111 | 1 | 35.8487 | 4.9218 |  | Need to add RRU |  |  |  | 15.4 |  |  | Existing site MBTS_C34X111 covers this village after LTE900M expansion. 1 site->1 villages(2012) | 250 |  |  | 1031
Lot n°39_0694 | Lot N°39 | Lot N°39 (19 Localités) | HUAWEI | Nokia | Bouira | M'chedallah | Barghout Beni Yakhlef | Djezzy | 36.3582 | 4.2279 | 250 |  | Existing need expand LTE900M | MBTS_A10X249 | 1 | 36.356 | 4.2289 |  | Need to add RRU & UBBP |  |  |  | 38 |  |  | Existing site MBTS_A10X249 covers this village after LTE900M expansion. 1 site->1 villages(0694) | 250 |  |  | 263
Lot n°89_1583 | Lot N°89 | Lot N°89(14localités) | HUAWEI | Nokia | Guelma | Hammam Debagh | Fedj EL Rrih | Djezzy | 36.4457 | 7.2504 | 588 |  | Existing need expand LTE900M | MBTS_C24X154 | 2 | 36.4531 | 7.2682 |  | Need to add RRU |  |  |  | 27 |  |  | Existing site MBTS_C24X154 covers this village after LTE900M expansion. 1 site->2 villages(1583/1584) | 250 |  |  | 1799
Lot n°118_2081 | Lot N°118 | Lot N°118(19localités) | HUAWEI | Nokia | Bordj Bou Arréridj | Tesmart | Tizi | Djezzy | 36.2779 | 4.8346 | 457 |  | Add new sector to cover | 3C34X021_Acc | 1 | 36.2731 | 4.8385 |  | Need to add RRU & Antenna |  |  |  | 27 |  |  | Existing site 3C34X021_Acc covers this village after LTE900M expansion. 1 site->1 villages(2081) | 251 |  |  | 639
Lot n°97_1714 | Lot N°97 | Lot N°97(17localités) | HUAWEI | Huawei | Mostaganem | Achaacha | Djouaïtia | Huawei | 36.263 | 0.64412 | 810 |  | Add new sector to cover | MBTS_O27X311 | 2 | 36.2755 | 0.65097 |  | Need to add RRU & Antenna & UBBP |  |  |  | 25 |  |  | Existing site MBTS_O27X311 covers this village after LTE900M expansion. 1 site->2 villages(1714/1713) | 251 |  |  | 1512
Lot n°144_2536 | Lot N°144 | Lot N°144 (17 Localités) | HUAWEI | Nokia | Mila | Zeghaïa | Karmouda | Djezzy | 36.4641 | 6.1543 | 972 |  | Existing need expand LTE900M | MBTS_C43X104 | 1 | 36.4675 | 6.1695 |  | Need to add RRU & Antenna |  |  |  | 17 |  |  | Existing site MBTS_C43X104 covers this village after LTE900M expansion. 1 site->1 villages(2536) | 260 |  |  | 1413
Lot n°145_2545 | Lot N°145 | Lot N°145 (17 Localités) | HUAWEI | Nokia | Mila | Chelghoum Laïd | El Kanetra | Djezzy | 36.1277 | 6.1291 | 735 |  | Existing need expand LTE900M | MBTS_C43X074 | 1 | 36.1319 | 6.1516 |  | Need to add RRU |  |  |  | 20 |  |  | Existing site MBTS_C43X074 covers this village after LTE900M expansion. 1 site->1 villages(2545) | 260 |  |  | 2080
Lot n°165_2891 | Lot N°165 | Lot N°165 (18 Localités) | HUAWEI | Huawei | Relizane | Merdja Sidi Abed | Cite Bouziane Abed | Huawei | 35.9898 | 0.98906 | 105 |  | Existing need expand LTE900M | MBTS_O48X188 | 2 | 35.9949 | 1.0018 |  | Need to add RRU & UBBP |  |  |  | 27 |  |  | Existing site MBTS_O48X188 covers this village after LTE900M expansion. 1 site->2 villages(2892/2891) | 260 |  |  | 1278
Lot n°165_2892 | Lot N°165 | Lot N°165 (18 Localités) | HUAWEI | Huawei | Relizane | Merdja Sidi Abed | Djouamia | Huawei | 35.991 | 0.98484 | 348 |  | Existing need expand LTE900M | MBTS_O48X188 | 2 | 35.9949 | 1.0018 |  | Need to add RRU & UBBP |  |  |  | 27 |  |  | Existing site MBTS_O48X188 covers this village after LTE900M expansion. 1 site->2 villages(2892/2891) | 260 |  |  | 1585
Lot n°29_0499 | Lot N°29 | Lot N°29 (19 Localités) | HUAWEI | Huawei | Blida | Bougara | Haouch Bekalem | Huawei | 36.5579 | 3.0636 | 194 |  | Existing need expand LTE900M | MBTS_A09X251 | 1 | 36.5662 | 3.0834 |  | Need to add RRU & UBBP |  |  |  | 38 |  |  | Existing site MBTS_A09X251 covers this village after LTE900M expansion. 1 site->1 villages(0499) | 260 |  |  | 1998
Lot n°145_2541 | Lot N°145 | Lot N°145 (17 Localités) | HUAWEI | Nokia | Mila | Chelghoum Laïd | Draa Lezaz | Djezzy | 36.1719 | 6.2661 | 694 |  | Existing need expand LTE900M | MBTS_C43X193 | 1 | 36.1732 | 6.2798 |  | Need to add RRU & UBBP |  |  |  | 28 |  |  | Existing site MBTS_C43X193 covers this village after LTE900M expansion. 1 site->1 villages(2541) | 270 |  |  | 1238
Lot n°159_2794 | Lot N°159 | Lot N°159 (19 Localités) | HUAWEI | Huawei | Relizane | Yellel | El Amairia | Huawei | 35.7313 | 0.3398 | 450 |  | Existing need expand LTE900M | MBTS_O48X103 | 1 | 35.7225 | 0.34919 |  | Need to add RRU |  |  |  | 25 |  |  | Existing site MBTS_O48X103 covers this village after LTE900M expansion. 1 site->1 villages(2794) | 270 |  |  | 1291
Lot n°30_0517 | Lot N°30 | Lot N°30 (19 Localités) | HUAWEI | Huawei | Blida | Chiffa | Cité Chahid Achar Mohamed | Huawei | 36.4849 | 2.7141 | 371 |  | Existing need expand LTE900M | MBTS_A09X124 | 3 | 36.4882 | 2.7327 |  | Need to add RRU & UBBP |  |  |  | 27.3 |  |  | Existing site MBTS_A09X124 covers this village after LTE900M expansion. 1 site->3 villages(0521/0517/0520) | 270 |  |  | 1706
Lot n°54_0928 | Lot N°54 | Lot N°54(11 Localités) | HUAWEI | Nokia | Tizi Ouzou | Akbil | Ait Bouzid | Djezzy | 36.5196 | 4.2994 | 311 |  | Existing need expand LTE900M | MBTS_A15X340 | 3 | 36.5231 | 4.304 |  | Need to add RRU & UBBP |  |  |  | 20 |  |  | Existing site MBTS_A15X340 covers this village after LTE900M expansion. 1 site->3 villages(0929/0930/0928) | 270 |  |  | 565
Lot n°54_0929 | Lot N°54 | Lot N°54(11 Localités) | HUAWEI | Nokia | Tizi Ouzou | Akbil | Ait Idir | Djezzy | 36.5284 | 4.2957 | 301 |  | Existing need expand LTE900M | MBTS_A15X340 | 3 | 36.5231 | 4.304 |  | Need to add RRU & UBBP |  |  |  | 20 |  |  | Existing site MBTS_A15X340 covers this village after LTE900M expansion. 1 site->3 villages(0929/0930/0928) | 270 |  |  | 941
Lot n°54_0930 | Lot N°54 | Lot N°54(11 Localités) | HUAWEI | Nokia | Tizi Ouzou | Akbil | Ait Lhadj | Djezzy | 36.5252 | 4.2947 | 298 |  | Existing need expand LTE900M | MBTS_A15X340 | 3 | 36.5231 | 4.304 |  | Need to add RRU & UBBP |  |  |  | 20 |  |  | Existing site MBTS_A15X340 covers this village after LTE900M expansion. 1 site->3 villages(0929/0930/0928) | 270 |  |  | 859
Lot n°78_1388 | Lot N°78 | Lot N°78(20localités) | HUAWEI | Nokia | Sétif | Harbil | Centre Dar Elhadj | Djezzy | 36.3252 | 4.878 | 400 |  | Existing need expand LTE900M | MBTS_C19X510 | 3 | 36.3257 | 4.8791 |  | Need to add RRU & Antenna & UBBP |  |  |  | 20 |  |  | Existing site MBTS_C19X510 covers this village after LTE900M expansion. 1 site->3 villages(1405/1388/1404) | 270 |  |  | 112
Lot n°151_2649 | Lot N°151 | Lot N°151 (18 Localités) | HUAWEI | Huawei | Aïn Defla | Miliana | EL Fonal Korkah | Huawei | 36.3114 | 2.2124 | 1200 |  | Add new sector to cover | MBTS_A44X167 | 1 | 36.3081 | 2.214 |  | Need to add RRU & Antenna & UBBP |  |  |  | 16.3 |  |  | Existing site MBTS_A44X167 covers this village after LTE900M expansion. 1 site->1 villages(2649) | 271 |  |  | 393
Lot n°36_0631 | Lot N°36 | Lot N°36(19 Localités) | HUAWEI | Nokia | Bouira | Ath Mansour | Ouzouaghene | Djezzy | 36.3238 | 4.296 | 850 |  | Add new sector to cover | MBTS_A10X040 | 2 | 36.3285 | 4.3031 |  | Need to add RRU & Antenna & UBBP |  |  |  | 37 |  |  | Existing site MBTS_A10X040 covers this village. 1 site->2 villages(0631/0630) | 271 |  |  | 827
Lot n°67_1159 | Lot N°67 | Lot N°67(19 Localités) | HUAWEI | Nokia | Jijel | Djimla | El Stitra | Djezzy | 36.5746 | 5.8819 | 969 |  | Add new sector to cover | MBTS_C18X022 | 1 | 36.5809 | 5.8921 |  | Need to add RRU & Antenna |  |  |  | 10 |  |  | Existing site MBTS_C18X022 covers this village. 1 site->1 villages(1159) | 271 |  |  | 1155
Lot n°72_1266 | Lot N°72 | Lot N°72(20 Localités) | HUAWEI | Nokia | Sétif | Taya | Mechta Elroutba | Djezzy | 35.9717 | 5.9523 | 1400 |  | Add new sector to cover | MBTS_C19X139 | 1 | 35.9597 | 5.969 |  | Need to add RRU & Antenna |  |  |  | 37 |  |  | Existing site MBTS_C19X139 covers this village. 1 site->1 villages(1266) | 271 |  |  | 2013
Lot n°143_2519 | Lot N°143 | Lot N°143 (18 Localités) | HUAWEI | Huawei | Tipaza | Sidi Rached | Douar Serhane | Huawei | 36.5744 | 2.5353 | 180 |  | Existing need expand LTE900M | MBTS_A42SM256 | 1 | 36.5744 | 2.5538 |  | Need to add RRU |  |  |  | 11 |  |  | Existing site MBTS_A42SM256 covers this village after LTE900M expansion. 1 site->1 villages(2519) | 275 |  |  | 1657
Lot n°06_0100 | Lot n°06 | Lot N° 6 (20 Localités) | HUAWEI | Huawei | Chlef | Oum Drou | Ouled Mghazi | Huawei | 36.2135 | 1.3974 | 1035 |  | Existing need expand LTE900M | MBTS_O02X358 | 1 | 36.2236 | 1.4119 |  | Need to add RRU & Antenna |  |  |  | 16 |  |  | Existing site MBTS_O02X358 covers this village after LTE900M expansion. 1 site->1 villages(0100) | 280 |  |  | 1722
Lot n°06_0105 | Lot n°06 | Lot N° 6 (20 Localités) | HUAWEI | Huawei | Chlef | Sendjas | Ouled Si Ahmed | Huawei | 36.0709 | 1.3795 | 1284 |  | Existing need expand LTE900M | MBTS_O02X277 | 1 | 36.0687 | 1.3954 |  | Need to add RRU & UBBP |  |  |  | 19 |  |  | Existing site MBTS_O02X277 covers this village after LTE900M expansion. 1 site->1 villages(0105) | 280 |  |  | 1449
Lot n°09_0155 | Lot n°09 | Lot N°9 (19 Localités) | HUAWEI | Huawei | Chlef | Bouzeghaïa | Tassa | Huawei | 36.3423 | 1.2161 | 276 |  | Existing need expand LTE900M | MBTS_O02X304 | 1 | 36.3392 | 1.2415 |  | Need to add RRU |  |  |  | 26 |  |  | Existing site MBTS_O02X304 covers this village after LTE900M expansion. 1 site->1 villages(0155) | 280 |  |  | 2302
Lot n°144_2532 | Lot N°144 | Lot N°144 (17 Localités) | HUAWEI | Nokia | Mila | Télerghma | Ouled Messaoud | Djezzy | 36.1414 | 6.351 | 575 |  | Existing need expand LTE900M | MBTS_C43X166 | 1 | 36.1281 | 6.3673 |  | Need to add RRU & UBBP |  |  |  | 27 |  |  | Existing site MBTS_C43X166 covers this village after LTE900M expansion. 1 site->1 villages(2532) | 280 |  |  | 2082
Lot n°100_1772 | Lot N°100 | Lot N°100(15Localités) | HUAWEI | Huawei | Mostaganem | Tazgaït | Ouled Aissa | Huawei | 36.1111 | 0.48911 | 501 |  | Add new sector to cover | MBTS_O27X226 | 1 | 36.1228 | 0.50805 |  | Need to add RRU & Antenna |  |  |  | 37 |  |  | Existing site MBTS_O27X226 covers this village after LTE900M expansion. 1 site->1 villages(1772) | 281 |  |  | 2139
Lot n°79_1395 | Lot N°79 | Lot N°79 (20 Localités) | HUAWEI | Nokia | Sétif | GUELLAL | Ouled Chebel | Djezzy | 36.0119 | 5.3468 | 1874 |  | Existing | MBTS_C19X438 | 1 | 36.0168 | 5.3647 | [5 empty] | 23 |  |  | Existing site MBTS_C19X438 covers this village. 1 site->1 villages(1395) | 285 |  |  | 1694
Lot n°79_1404 | Lot N°79 | Lot N°79 (20 Localités) | HUAWEI | Nokia | Sétif | Guenzet | Cheria | Djezzy | 36.3323 | 4.8645 | 105 |  | Existing need expand LTE900M | MBTS_C19X510 | 3 | 36.3257 | 4.8791 |  | Need to add RRU & Antenna & UBBP |  |  |  | 20 |  |  | Existing site MBTS_C19X510 covers this village after LTE900M expansion. 1 site->3 villages(1405/1388/1404) | 285 |  |  | 1497
Lot n°79_1405 | Lot N°79 | Lot N°79 (20 Localités) | HUAWEI | Nokia | Sétif | Guenzet | Teourirte Tamelalte | Djezzy | 36.3359 | 4.8613 | 137 |  | Existing need expand LTE900M | MBTS_C19X510 | 3 | 36.3257 | 4.8791 |  | Need to add RRU & Antenna & UBBP |  |  |  | 20 |  |  | Existing site MBTS_C19X510 covers this village after LTE900M expansion. 1 site->3 villages(1405/1388/1404) | 285 |  |  | 1950
Lot n°150_2623 | Lot N°150 | Lot N°150 (18 Localités) | HUAWEI | Huawei | Aïn Defla | Barbouche | EL Souaidia | Huawei | 36.111 | 2.4729 | 65 |  | Existing | MBTS_A44X083 | 1 | 36.1046 | 2.4799 | [5 empty] | 27 |  |  | Existing site MBTS_A44X083 covers this village. 1 site->1 villages(2623) | 290 |  |  | 948
Lot n°161_2827 | Lot N°161 | Lot N°161 (18 Localités) | HUAWEI | Huawei | Relizane | Ammi Moussa | Saouda | Huawei | 35.8607 | 1.0996 | 537 |  | Existing need expand LTE900M | MBTS_O48X222 | 1 | 35.8607 | 1.101 |  | Need to add RRU |  |  |  | 22 |  |  | Existing site MBTS_O48X222 covers this village after LTE900M expansion. 1 site->1 villages(2827) | 290 |  |  | 125
Lot n°98_1735 | Lot N°98 | Lot N°98(17localités) | HUAWEI | Huawei | Mostaganem | Sidi Ali | Kechakcha | Huawei | 36.0826 | 0.44673 | 546 |  | Existing need expand LTE900M | MBTS_O27X120 | 1 | 36.088 | 0.47222 |  | Need to add RRU & UBBP |  |  |  | 37 |  |  | Existing site MBTS_O27X120 covers this village after LTE900M expansion. 1 site->1 villages(1735) | 290 |  |  | 2368
Lot n°149_2604 | Lot N°149 | Lot N°149 (18 Localités) | HUAWEI | Huawei | Aïn Defla | Aïn Benian | Hay Ouled El Hammam | Huawei | 36.3565 | 2.3805 | 60 |  | Existing need expand LTE900M | MBTS_A44X084 | 2 | 36.3527 | 2.393 |  | Need to add RRU & Antenna |  |  |  | 16 |  |  | Existing site MBTS_A44X084 covers this village after LTE900M expansion. 1 site->2 villages(2603/2604) | 295 |  |  | 1194
Lot n°114_1993 | Lot N°114 | Lot N°114(20localités) | HUAWEI | Nokia | Bordj Bou Arréridj | Bordj Ghdir | Drimaat Ouled Makhlouf | Djezzy | 35.9023 | 4.8777 | 1520 |  | Existing need expand LTE900M | 3C34X089_Acc | 2 | 35.8979 | 4.8869 |  | Need to add RRU & Antenna |  |  |  | 16.5 |  |  | Existing site 3C34X089_Acc covers this village after LTE900M expansion. 1 site->2 villages(1993/1995) | 300 |  |  | 959
Lot n°114_1995 | Lot N°114 | Lot N°114(20localités) | HUAWEI | Nokia | Bordj Bou Arréridj | Bordj Ghdir | Lahdadka Ouled Makhlouf | Djezzy | 35.8973 | 4.8791 | 1041 |  | Existing need expand LTE900M | 3C34X089_Acc | 2 | 35.8979 | 4.8869 |  | Need to add RRU & Antenna |  |  |  | 16.5 |  |  | Existing site 3C34X089_Acc covers this village after LTE900M expansion. 1 site->2 villages(1993/1995) | 300 |  |  | 701
Lot n°117_2057 | Lot N°117 | Lot N°117(19localités) | HUAWEI | Nokia | Bordj Bou Arréridj | Rabta | Laghouaza | Djezzy | 35.9349 | 4.7368 | 658 |  | Existing need expand LTE900M | 3C34X031_Acc | 1 | 35.9262 | 4.7507 |  | Need to add RRU |  |  |  | 13 |  |  | Existing site 3C34X031_Acc covers this village after LTE900M expansion. 1 site->1 villages(2057) | 300 |  |  | 1583
Lot n°149_2614 | Lot N°149 | Lot N°149 (18 Localités) | HUAWEI | Huawei | Aïn Defla | Arib | Sidi Meriem | Huawei | 36.2902 | 2.0541 | 345 |  | Existing need expand LTE900M | MBTS_A44X073 | 2 | 36.2893 | 2.0686 |  | Need to add RRU |  |  |  | 37 |  |  | Existing site MBTS_A44X073 covers this village after LTE900M expansion. 1 site->2 villages(2616/2614) | 300 |  |  | 1303
Lot n°149_2615 | Lot N°149 | Lot N°149 (18 Localités) | HUAWEI | Huawei | Aïn Defla | Arib | Ghanadja | Huawei | 36.3055 | 2.0545 | 75 |  | Existing need expand LTE900M | MBTS_A44X190 | 1 | 36.2991 | 2.0635 |  | Need to add RRU |  |  |  | 20 |  |  | Existing site MBTS_A44X190 covers this village after LTE900M expansion. 1 site->1 villages(2615) | 300 |  |  | 1080
Lot n°149_2616 | Lot N°149 | Lot N°149 (18 Localités) | HUAWEI | Huawei | Aïn Defla | Arib | Berghioua | Huawei | 36.2872 | 2.0502 | 182 |  | Existing need expand LTE900M | MBTS_A44X073 | 2 | 36.2893 | 2.0686 |  | Need to add RRU |  |  |  | 37 |  |  | Existing site MBTS_A44X073 covers this village after LTE900M expansion. 1 site->2 villages(2616/2614) | 300 |  |  | 1664
Lot n°151_2647 | Lot N°151 | Lot N°151 (18 Localités) | HUAWEI | Huawei | Aïn Defla | El Maïne | Ouled Bandou | Huawei | 36.1053 | 1.6568 | 1100 |  | Existing need expand LTE900M | MBTS_A44X177 | 1 | 36.0953 | 1.673 |  | Need to add RRU & UBBP |  |  |  | 47 |  |  | Existing site MBTS_A44X177 covers this village after LTE900M expansion. 1 site->1 villages(2647) | 300 |  |  | 1834
Lot n°163_2859 | Lot N°163 | Lot N°163 (18 Localités) | HUAWEI | Huawei | Relizane | El Hamadna | El Attaba | Huawei | 35.9074 | 0.7034 | 1333 |  | Existing need expand LTE900M | MBTS_O48X048 | 1 | 35.8956 | 0.71992 |  | Need to add RRU & UBBP |  |  |  | 39 |  |  | Existing site MBTS_O48X048 covers this village after LTE900M expansion. 1 site->1 villages(2859) | 300 |  |  | 1984
Lot n°164_2886 | Lot N°164 | Lot N°164 (18 Localités) | HUAWEI | Huawei | Relizane | Kalaa | Ouled Said | Huawei | 35.6497 | 0.35423 | 165 |  | Existing need expand LTE900M | MBTS_O48X109 | 2 | 35.6374 | 0.35826 |  | Need to add RRU & UBBP |  |  |  | 15.5 |  |  | Existing site MBTS_O48X109 covers this village after LTE900M expansion. 1 site->2 villages(2886/2885) | 300 |  |  | 1413
Lot n°165_2907 | Lot N°165 | Lot N°165 (18 Localités) | HUAWEI | Huawei | Relizane | Zemmoura | Cantonnier | Huawei | 35.7295 | 0.72085 | 540 |  | Existing need expand LTE900M | MBTS_O48X200 | 1 | 35.7306 | 0.74789 |  | Need to add RRU |  |  |  | 26 |  |  | Existing site MBTS_O48X200 covers this village after LTE900M expansion. 1 site->1 villages(2907) | 300 |  |  | 2444
Lot n°29_0495 | Lot N°29 | Lot N°29 (19 Localités) | HUAWEI | Huawei | Blida | Boufarik | Ferme Menaa Med 01 | Huawei | 36.5639 | 2.9734 | 800 |  | Existing need expand LTE900M | MBTS_A09X146 | 1 | 36.5591 | 2.9847 |  | Need to add RRU |  |  |  | 37.3 |  |  | Existing site MBTS_A09X146 covers this village after LTE900M expansion. 1 site->1 villages(0495) | 300 |  |  | 1144
Lot n°30_0514 | Lot N°30 | Lot N°30 (19 Localités) | HUAWEI | Huawei | Blida | Chebli | Haouch Setey | Huawei | 36.6076 | 3.0422 | 110 |  | Existing need expand LTE900M | MBTS_A09X327 | 4 | 36.6 | 3.0534 |  | Need to add RRU |  |  |  | 58 |  |  | Existing site MBTS_A09X327 covers this village after LTE900M expansion. 1 site->4 villages(0513/0512/0514/0516) | 300 |  |  | 1303
Lot n°33_0570 | Lot N°33 | Lot N°33(20 Localités) | HUAWEI | Nokia | Bouira | Saharidj | Imri | Djezzy | 36.4112 | 4.1957 | 168 |  | Existing need expand LTE900M | MBTS_A10X121 | 3 | 36.4104 | 4.2123 |  | Need to add RRU & UBBP |  |  |  | 37 |  |  | Existing site MBTS_A10X121 covers this village after LTE900M expansion. 1 site->3 villages(0571/0570/0569) | 300 |  |  | 1492
Lot n°33_0571 | Lot N°33 | Lot N°33(20 Localités) | HUAWEI | Nokia | Bouira | Saharidj | Imezdhourar | Djezzy | 36.4216 | 4.1979 | 815 |  | Existing need expand LTE900M | MBTS_A10X121 | 3 | 36.4104 | 4.2123 |  | Need to add RRU & UBBP |  |  |  | 37 |  |  | Existing site MBTS_A10X121 covers this village after LTE900M expansion. 1 site->3 villages(0571/0570/0569) | 300 |  |  | 1794
Lot n°36_0633 | Lot N°36 | Lot N°36(19 Localités) | HUAWEI | Nokia | Bouira | Bechloul | Akboub | Djezzy | 36.3644 | 4.1093 | 598 |  | Existing need expand LTE900M | MBTS_A10X120 | 1 | 36.3571 | 4.1192 |  | Need to add RRU & Antenna |  |  |  | 37.3 |  |  | Existing site MBTS_A10X120 covers this village after LTE900M expansion. 1 site->1 villages(0633) | 300 |  |  | 1198
Lot n°36_0638 | Lot N°36 | Lot N°36(19 Localités) | HUAWEI | Nokia | Bouira | Bordj Oukhriss | El Kehol | Djezzy | 36.0967 | 3.9697 | 159 |  | Existing need expand LTE900M | MBTS_A10X051 | 1 | 36.082 | 3.9788 |  | Need to add RRU & Antenna |  |  |  | 22 |  |  | Existing site MBTS_A10X051 covers this village after LTE900M expansion. 1 site->1 villages(0638) | 300 |  |  | 1826
Lot n°91_1616 | Lot N°91 | Lot N°91(20 Localités) | HUAWEI | Nokia | Médéa | Bouchrahil | Ouled Ben Yakhlaf | Huawei | 36.2568 | 3.1364 | 1106 |  | Existing need expand LTE900M | MBTS_A26X025 | 1 | 36.2528 | 3.1587 |  | Need to add RRU & Antenna |  |  |  | 27 |  |  | Existing site MBTS_A26X025 covers this village after LTE900M expansion. 1 site->1 villages(1616) | 300 |  |  | 2054
Lot n°150_2633 | Lot N°150 | Lot N°150 (18 Localités) | HUAWEI | Huawei | Aïn Defla | Bourached | El Kouada | Huawei | 36.1595 | 1.9497 | 125 |  | Add new sector to cover | MBTS_A44X245 | 1 | 36.1647 | 1.9658 |  | Need to add RRU & Antenna & UBBP |  |  |  | 16 |  |  | Existing site MBTS_A44X245 covers this village after LTE900M expansion. 1 site->1 villages(2633) | 301 |  |  | 1554
Lot n°152_2669 | Lot N°152 | Lot N°152(18 Localités) | HUAWEI | Huawei | Aïn Defla | El Abadia | Sidi Amer Sud | Huawei | 36.2417 | 1.6587 | 1692 |  | Add new sector to cover | MBTS_A44X126 | 1 | 36.2233 | 1.6621 |  | Need to add RRU & Antenna |  |  |  | 17 |  |  | Existing site MBTS_A44X126 covers this village after LTE900M expansion. 1 site->1 villages(2669) | 301 |  |  | 2064
Lot n°78_1381 | Lot N°78 | Lot N°78(20localités) | HUAWEI | Nokia | Sétif | HAMMAM SOKHNA | Ain El Sbaa | Djezzy | 35.9746 | 5.7912 | 419 |  | Add new sector to cover | MBTS_C19X073 | 1 | 35.9789 | 5.8049 |  | Need to add RRU & Antenna |  |  |  | 27 |  |  | Existing site MBTS_C19X073 covers this village. 1 site->1 villages(1381) | 301 |  |  | 1318
Lot n°85_1519 | Lot N°85 | Lot N°85(19 Localités) | HUAWEI | Nokia | Constantine | Messaoud Boudjeriou | Messida | Djezzy | 36.4876 | 6.4081 | 250 |  | Add new sector to cover | MBTS_C43X079 | 1 | 36.4949 | 6.4245 |  | Need to add RRU & Antenna |  |  |  | 37 |  |  | Existing site MBTS_C43X079 covers this village after LTE900M expansion. 1 site->1 villages(1519) | 301 |  |  | 1668
Lot n°97_1721 | Lot N°97 | Lot N°97(17localités) | HUAWEI | Huawei | Mostaganem | Bouguirat | Khabiza | Huawei | 35.8128 | 0.31473 | 693 |  | Add new sector to cover | MBTS_O27X156 | 1 | 35.7959 | 0.31723 |  | Need to add RRU & Antenna |  |  |  | 40 |  |  | Existing site MBTS_O27X156 covers this village after LTE900M expansion. 1 site->1 villages(1721) | 301 |  |  | 1893
Lot n°30_0512 | Lot N°30 | Lot N°30 (19 Localités) | HUAWEI | Huawei | Blida | Chebli | El Richteur | Huawei | 36.6137 | 3.0451 | 985 |  | Add new sector to cover (0512 0513 share new sector) | MBTS_A09X327 | 4 | 36.6 | 3.0534 |  | Need to add RRU & Antenna |  |  |  | 58 |  |  | Existing site MBTS_A09X327 covers this village after LTE900M expansion. 1 site->4 villages(0513/0512/0514/0516) | 301 |  |  | 1693
Lot n°30_0513 | Lot N°30 | Lot N°30 (19 Localités) | HUAWEI | Huawei | Blida | Chebli | Haouch Pinot 1 | Huawei | 36.6161 | 3.0442 | 150 |  | Add new sector to cover (0512 0513 share new sector) | MBTS_A09X327 | 4 | 36.6 | 3.0534 |  | Need to add RRU & Antenna |  |  |  | 58 |  |  | Existing site MBTS_A09X327 covers this village after LTE900M expansion. 1 site->4 villages(0513/0512/0514/0516) | 301 |  |  | 1967
Lot n°26_0449 | Lot N°26 | Lot N°26 (15 Localités) | HUAWEI | Huawei | Béjaïa | Ferraoun | TAGMA | Djezzy | 36.5522 | 4.8847 | 300 |  | Existing | MBTS_A06X210 | 1 | 36.5446 | 4.8919 | [5 empty] | 27 |  |  | Existing site MBTS_A06X210 covers this village. 1 site->1 villages(0449) | 310 |  |  | 1060
Lot n°09_0162 | Lot n°09 | Lot N°9 (19 Localités) | HUAWEI | Huawei | Chlef | Chettia | El Dkakcha | Huawei | 36.1469 | 1.2194 | 900 |  | Existing need expand LTE900M | MBTS_O02X129 | 1 | 36.1349 | 1.2419 |  | Need to add RRU |  |  |  | 18 |  |  | Existing site MBTS_O02X129 covers this village after LTE900M expansion. 1 site->1 villages(0162) | 310 |  |  | 2422
Lot n°152_2670 | Lot N°152 | Lot N°152(18 Localités) | HUAWEI | Huawei | Aïn Defla | El Abadia | El Chekaknia | Huawei | 36.2374 | 1.6417 | 1767 |  | Existing need expand LTE900M | MBTS_A44X217 | 1 | 36.221 | 1.6581 |  | Need to add RRU & UBBP |  |  |  | 32 |  |  | Existing site MBTS_A44X217 covers this village after LTE900M expansion. 1 site->1 villages(2670) | 310 |  |  | 2348
Lot n°154_2694 | Lot N°154 | Lot N°154 (16 Localités) | HUAWEI | Huawei | Ain Temouchent | Chaabet El Ham | Ferme Khatou Ben Zalat | Huawei | 35.329 | -1.1464 | 116 |  | Existing need expand LTE900M | MBTS_O46X052 | 1 | 35.317 | -1.1364 |  | Need to add RRU & Antenna |  |  |  | 17 |  |  | Existing site MBTS_O46X052 covers this village after LTE900M expansion. 1 site->1 villages(2694) | 310 |  |  | 1612
Lot n°78_1391 | Lot N°78 | Lot N°78(20localités) | HUAWEI | Nokia | Sétif | Ksar El Abtal | Laoualma | Djezzy | 35.9829 | 5.2456 | 1051 |  | Existing need expand LTE900M | MBTS_C19X512 | 1 | 35.9683 | 5.2654 |  | Need to add RRU & UBBP |  |  |  | 26.3 |  |  | Existing site MBTS_C19X512 covers this village after LTE900M expansion. 1 site->1 villages(1391) | 310 |  |  | 2408
Lot n°07_0114 | Lot n°07 | Lot N° 7 (19 Localités) | HUAWEI | Huawei | Chlef | El Hadjadj | El Aouayesse | Huawei | 35.9686 | 1.3733 | 290 |  | Add new sector to cover | MBTS_O02X095 | 1 | 35.9587 | 1.3667 |  | Need to add RRU & Antenna |  |  |  | 57 |  |  | Existing site MBTS_O02X095 covers this village after LTE900M expansion. 1 site->1 villages(0114) | 311 |  |  | 1253
Lot n°07_0124 | Lot n°07 | Lot N° 7 (19 Localités) | HUAWEI | Huawei | Chlef | El Karimia | Berakna | Huawei | 36.1027 | 1.5888 | 729 |  | Existing need expand LTE900M | MBTS_O02X093 | 1 | 36.0854 | 1.595 |  | Need to add RRU & UBBP |  |  |  | 57 |  |  | Existing site MBTS_O02X093 covers this village after LTE900M expansion. 1 site->1 villages(0124) | 320 |  |  | 2009
Lot n°113_1981 | Lot N°113 | Lot N°113(20localités) | HUAWEI | Nokia | Bordj Bou Arréridj | El Hammadia | Bouarous | Djezzy | 35.9682 | 4.7863 | 676 |  | Existing need expand LTE900M | 3C34X090 | 1 | 35.9536 | 4.8026 |  | Need to add RRU |  |  |  | 27.4 |  |  | Existing site 3C34X090 covers this village after LTE900M expansion. 1 site->1 villages(1981) | 320 |  |  | 2188
Lot n°117_2053 | Lot N°117 | Lot N°117(19localités) | HUAWEI | Nokia | Bordj Bou Arréridj | Medjana | Lahmil | Djezzy | 36.1429 | 4.6586 | 331 |  | Existing need expand LTE900M | 3C34X106_Acc | 1 | 36.1365 | 4.6713 |  | Need to add RRU |  |  |  | 17 |  |  | Existing site 3C34X106_Acc covers this village after LTE900M expansion. 1 site->1 villages(2053) | 320 |  |  | 1347
Lot n°31_0532 | Lot N°31 | Lot N°31(20 Localités) | HUAWEI | Nokia | Bouira | Aïn Laloui | Abdelaoui Rabah | Djezzy | 36.3338 | 3.7412 | 350 |  | Existing need expand LTE900M | MBTS_A10X081 | 1 | 36.3212 | 3.7492 |  | Need to add RRU & Antenna |  |  |  | 37.5 |  |  | Existing site MBTS_A10X081 covers this village after LTE900M expansion. 1 site->1 villages(0532) | 320 |  |  | 1575
Lot n°81_1437 | Lot N°81 | Lot N°81(20 Localités) | HUAWEI | Nokia | Sétif | Ouled Addouane | El Nouaoura | Djezzy | 36.3315 | 5.4364 | 260 |  | Add new sector to cover | MBTS_C19X077 | 1 | 36.3345 | 5.4377 |  | Need to add RRU & Antenna & UBBP |  |  |  | 15 |  |  | Existing site MBTS_C19X077 covers this village. 1 site->1 villages(1437) | 326 |  |  | 348
Lot n°06_0088 | Lot n°06 | Lot N° 6 (20 Localités) | HUAWEI | Huawei | Chlef | Ouled Benabdelkader | Serradj | Huawei | 36.0489 | 1.2736 | 605 |  | Existing need expand LTE900M | MBTS_O02X300 | 2 | 36.0395 | 1.2725 |  | Need to add RRU & UBBP |  |  |  | 23 |  |  | Existing site MBTS_O02X300 covers this village after LTE900M expansion. 1 site->2 villages(0089/0088) | 330 |  |  | 1052
Lot n°06_0089 | Lot n°06 | Lot N° 6 (20 Localités) | HUAWEI | Huawei | Chlef | Ouled Benabdelkader | El Chwakria | Huawei | 36.0495 | 1.2606 | 517 |  | Existing need expand LTE900M | MBTS_O02X300 | 2 | 36.0395 | 1.2725 |  | Need to add RRU & UBBP |  |  |  | 23 |  |  | Existing site MBTS_O02X300 covers this village after LTE900M expansion. 1 site->2 villages(0089/0088) | 330 |  |  | 1540
Lot n°09_0158 | Lot n°09 | Lot N°9 (19 Localités) | HUAWEI | Huawei | Chlef | Breïra | Bouafia | Huawei | 36.4616 | 1.6065 | 800 |  | Existing need expand LTE900M | MBTS_O02X061 | 1 | 36.444 | 1.6153 |  | Need to add RRU |  |  |  | 37 |  |  | Existing site MBTS_O02X061 covers this village after LTE900M expansion. 1 site->1 villages(0158) | 330 |  |  | 2113
Lot n°150_2627 | Lot N°150 | Lot N°150 (18 Localités) | HUAWEI | Huawei | Aïn Defla | BATHIA | BOUKAID | Huawei | 35.9264 | 1.8261 | 68 |  | Existing need expand LTE900M | MBTS_A44X081 | 3 | 35.9171 | 1.8357 |  | Need to add RRU & Antenna |  |  |  | 37.3 |  |  | Existing site MBTS_A44X081 covers this village after LTE900M expansion. 1 site->3 villages(2625/2626/2627) | 330 |  |  | 1343
Lot n°159_2783 | Lot N°159 | Lot N°159 (19 Localités) | HUAWEI | Huawei | Relizane | Oued Rhiou | El Chouhada | Huawei | 35.9809 | 0.91418 | 1747 |  | Existing need expand LTE900M | MBTS_O48X157 | 1 | 35.9626 | 0.9273 |  | Need to add RRU |  |  |  | 25 |  |  | Existing site MBTS_O48X157 covers this village after LTE900M expansion. 1 site->1 villages(2783) | 330 |  |  | 2358
Lot n°91_1619 | Lot N°91 | Lot N°91(20 Localités) | HUAWEI | Nokia | Médéa | El Omaria | EL Murabtine | Huawei | 36.2776 | 3.0214 | 774 |  | Existing need expand LTE900M | MBTS_A26X022 | 1 | 36.2622 | 3.0275 |  | Need to add RRU & Antenna |  |  |  | 32 |  |  | Existing site MBTS_A26X022 covers this village after LTE900M expansion. 1 site->1 villages(1619) | 330 |  |  | 1801
Lot n°113_1983 | Lot N°113 | Lot N°113(20localités) | HUAWEI | Nokia | Bordj Bou Arréridj | El Hammadia | Ouled Rachedi | Djezzy | 36.0269 | 4.7144 | 168 |  | Add new sector to cover | 3C34X153 | 1 | 36.0134 | 4.7261 |  | Need to add RRU & Antenna |  |  |  | 26 |  |  | Existing site 3C34X153 covers this village after LTE900M expansion. 1 site->1 villages(1983) | 331 |  |  | 1836
Lot n°115_2008 | Lot N°115 | Lot N°115(20localités) | HUAWEI | Nokia | Bordj Bou Arréridj | El Ach | Ouled Ahmed | Djezzy | 35.949 | 4.6666 | 1847 |  | Add new sector to cover | 3C34X020_Acc | 1 | 35.9471 | 4.6904 |  | Need to add RRU & Antenna |  |  |  | 35 |  |  | Existing site 3C34X020_Acc covers this village after LTE900M expansion. 1 site->1 villages(2008) | 331 |  |  | 2152
Lot n°34_0584 | Lot N°34 | Lot N°34(20 Localités) | HUAWEI | Nokia | Bouira | El Asnam | Village Thefrit | Djezzy | 36.3077 | 3.9851 | 95 |  | Add new sector to cover | MBTS_A10X213 | 1 | 36.3067 | 4.0086 |  | Need to add RRU & Antenna & UBBP |  |  |  | 29 |  |  | Existing site MBTS_A10X213 covers this village after LTE900M expansion. 1 site->1 villages(0584) | 331 |  |  | 2110
Lot n°152_2656 | Lot N°152 | Lot N°152(18 Localités) | HUAWEI | Huawei | Aïn Defla | Ben Allal | Douar Hani Djelloul | Huawei | 36.2841 | 2.111 | 150 |  | Add new sector to cover (2656 2658 share new sector) | MBTS_A44X173 | 2 | 36.2759 | 2.1349 |  | Need to add RRU & Antenna & UBBP |  |  |  | 19 |  |  | Existing site MBTS_A44X173 covers this village after LTE900M expansion. 1 site->2 villages(2656/2658) | 331 |  |  | 2328
Lot n°152_2658 | Lot N°152 | Lot N°152(18 Localités) | HUAWEI | Huawei | Aïn Defla | Ben Allal | Douar Kadour | Huawei | 36.2773 | 2.1105 | 120 |  | Add new sector to cover (2656 2658 share new sector) | MBTS_A44X173 | 2 | 36.2759 | 2.1349 |  | Need to add RRU & Antenna & UBBP |  |  |  | 19 |  |  | Existing site MBTS_A44X173 covers this village after LTE900M expansion. 1 site->2 villages(2656/2658) | 331 |  |  | 2192
Lot n°08_0127 | Lot n°08 | Lot N° 8 ( 19Localités) | HUAWEI | Huawei | Chlef | Chlef | Elazaize 2 | Huawei | 36.2181 | 1.3035 | 750 |  | Existing need expand LTE900M | MBTS_O02X084 | 1 | 36.2058 | 1.3194 |  | Need to add RRU & UBBP |  |  |  | 23 |  |  | Existing site MBTS_O02X084 covers this village after LTE900M expansion. 1 site->1 villages(0127) | 340 |  |  | 1973
Lot n°118_2076 | Lot N°118 | Lot N°118(19localités) | HUAWEI | Nokia | Bordj Bou Arréridj | Ras El Oued | Boutamar | Djezzy | 35.9778 | 5.0278 | 144 |  | Existing need expand LTE900M | MBTS_C34X182 | 1 | 35.9576 | 5.0347 |  | Need to add RRU & UBBP |  |  |  | 27.5 |  |  | Existing site MBTS_C34X182 covers this village after LTE900M expansion. 1 site->1 villages(2076) | 340 |  |  | 2333
Lot n°156_2724 | Lot N°156 | Lot N°156 (19 Localités) | HUAWEI | Huawei | Relizane | Aïn Tarek | Medjabra | Huawei | 35.7998 | 1.1324 | 100 |  | Existing need expand LTE900M | MBTS_O48X213 | 2 | 35.7846 | 1.1288 |  | Need to add RRU & Antenna & UBBP |  |  |  | 20 |  |  | Existing site MBTS_O48X213 covers this village after LTE900M expansion. 1 site->2 villages(2724/2727) | 340 |  |  | 1720
Lot n°156_2732 | Lot N°156 | Lot N°156 (19 Localités) | HUAWEI | Huawei | Relizane | Béni Dergoun | Khedaidia | Huawei | 35.7797 | 0.79501 | 218 |  | Existing need expand LTE900M | MBTS_O48X059 | 1 | 35.7721 | 0.81081 |  | Need to add RRU & UBBP |  |  |  | 40 |  |  | Existing site MBTS_O48X059 covers this village after LTE900M expansion. 1 site->1 villages(2732) | 340 |  |  | 1658
Lot n°165_2904 | Lot N°165 | Lot N°165 (18 Localités) | HUAWEI | Huawei | Relizane | Zemmoura | M'hada | Huawei | 35.7196 | 0.68167 | 285 |  | Existing need expand LTE900M | MBTS_O48X102 | 1 | 35.6992 | 0.68888 |  | Need to add RRU & UBBP |  |  |  | 38 |  |  | Existing site MBTS_O48X102 covers this village after LTE900M expansion. 1 site->1 villages(2904) | 340 |  |  | 2360
Lot n°39_0682 | Lot N°39 | Lot N°39 (19 Localités) | HUAWEI | Nokia | Bouira | Lakhdaria | Taliouine Haute | Djezzy | 36.5571 | 3.669 | 106 |  | Existing need expand LTE900M | MBTS_A10X042 | 1 | 36.5406 | 3.6688 |  | Need to add RRU & UBBP |  |  |  | 13 |  |  | Existing site MBTS_A10X042 covers this village after LTE900M expansion. 1 site->1 villages(0682) | 340 |  |  | 1831
Lot n°39_0683 | Lot N°39 | Lot N°39 (19 Localités) | HUAWEI | Nokia | Bouira | Lakhdaria | Dhraa EL Khmis | Djezzy | 36.579 | 3.5293 | 158 |  | Existing need expand LTE900M | MBTS_A10X218 | 1 | 36.5797 | 3.5322 |  | Need to add RRU |  |  |  | 20 |  |  | Existing site MBTS_A10X218 covers this village after LTE900M expansion. 1 site->1 villages(0683) | 340 |  |  | 272
Lot n°68_1185 | Lot N°68 | Lot N°68(19 Localités) | HUAWEI | Nokia | Jijel | Jijel | Et'hourat | Djezzy | 36.7824 | 5.7711 | 140 |  | Existing need expand LTE900M | MBTS_C18X088 | 1 | 36.7612 | 5.7737 |  | Need to add RRU |  |  |  | 19 |  |  | Existing site MBTS_C18X088 covers this village after LTE900M expansion. 1 site->1 villages(1185) | 340 |  |  | 2374
Lot n°67_1163 | Lot N°67 | Lot N°67(19 Localités) | HUAWEI | Nokia | Jijel | Bouraoui Belhadef | Ouled Kh'lass | Djezzy | 36.7026 | 6.0789 | 570 |  | Add new sector to cover | MBTS_C18X180 | 1 | 36.6976 | 6.1024 |  | Need to add RRU & Antenna & UBBP |  |  |  | 25 |  |  | Existing site MBTS_C18X180 covers this village after LTE900M expansion. 1 site->1 villages(1163) | 341 |  |  | 2175
Lot n°53_0915 | Lot N°53 | Lot N°53(12localités) | HUAWEI | Nokia | Tizi Ouzou | Mechtras | Naouch | Djezzy | 36.5618 | 4.0067 | 321 |  | Existing need expand LTE900M | MBTS_A15X083 | 1 | 36.5462 | 4.0052 |  | Need to add RRU & UBBP |  |  |  | 28.3 |  |  | Existing site MBTS_A15X083 covers this village after LTE900M expansion. 1 site->1 villages(0915) | 350 |  |  | 1734
Lot n°04_0055 | Lot n°04 | Lot N°4 (20 Localités) | HUAWEI | Huawei | Chlef | Ouled Abbès | Hmaid | Huawei | 36.2082 | 1.5029 | 837 |  | Existing | MBTS_O02X056 | 1 | 36.2114 | 1.491 | [5 empty] | 48 |  |  | Existing site MBTS_O02X056 covers this village. 1 site->1 villages(0055) | 100 |  |  | 1129
Lot n°05_0085 | Lot n°05 | Lot N° 5 (20 Localités) | HUAWEI | Huawei | Chlef | Talassa | Ben Tadjine | Huawei | 36.431 | 1.0776 | 300 |  | Existing | MBTS_O02X062 | 2 | 36.4291 | 1.0981 | [5 empty] | 38 |  |  | Existing site MBTS_O02X062 covers this village. 1 site->2 villages(0085/0083) | 270 |  |  | 1846
Lot n°09_0146 | Lot n°09 | Lot N°9 (19 Localités) | HUAWEI | Huawei | Chlef | Béni Rached | Melka 1 | Huawei | 36.2635 | 1.5535 | 1600 |  | Existing | MBTS_O02X372 | 2 | 36.2646 | 1.5474 | [5 empty] | 27 |  |  | Existing site MBTS_O02X372 covers this village. 1 site->2 villages(0144/0146) | 100 |  |  | 567
Lot n°100_1765 | Lot N°100 | Lot N°100(15Localités) | HUAWEI | Huawei | Mostaganem | Sirat | Jediate | Huawei | 35.7541 | 0.19713 | 1818 |  | Existing | MBTS_O27X278 | 1 | 35.7565 | 0.20127 | [5 empty] | 19 |  |  | Existing site MBTS_O27X278 covers this village. 1 site->1 villages(1765) | 240 |  |  | 459
Lot n°115_2015 | Lot N°115 | Lot N°115(20localités) | HUAWEI | Nokia | Bordj Bou Arréridj | Haraza | Abiar | Djezzy | 36.1892 | 4.7958 | 185 |  | Existing | MBTS_C34X069 | 2 | 36.1937 | 4.7892 | [5 empty] | 17.9 |  |  | Existing site MBTS_C34X069 covers this village. 1 site->2 villages(2021/2015) | 140 |  |  | 772
Lot n°118_2080 | Lot N°118 | Lot N°118(19localités) | HUAWEI | Nokia | Bordj Bou Arréridj | Sidi Embarek | Ain El Trab | Djezzy | 36.0886 | 4.8699 | 756 |  | Existing | MBTS_C34X130 | 1 | 36.0849 | 4.8648 | [5 empty] | 37 |  |  | Existing site MBTS_C34X130 covers this village. 1 site->1 villages(2080) | 60 |  |  | 616
Lot n°118_2082 | Lot N°118 | Lot N°118(19localités) | HUAWEI | Nokia | Bordj Bou Arréridj | Tesmart | Adjega | Djezzy | 36.2914 | 4.7783 | 611 |  | Existing | MBTS_C34X075 | 1 | 36.2896 | 4.7846 | [5 empty] | 22.8 |  |  | Existing site MBTS_C34X075 covers this village. 1 site->1 villages(2082) | 290 |  |  | 605
Lot n°119_2084 | Lot N°119 | Lot N°119(12localités) | HUAWEI | Nokia | Boumerdès | Baghlia | Village EL Kouanine | Djezzy | 36.7807 | 3.8508 | 100 |  | Existing | 4A35X020 | 1 | 36.766 | 3.8546 | [5 empty] | 25 |  |  | Existing site 4A35X020 covers this village. 1 site->1 villages(2084) | 220 |  |  | 1671
Lot n°119_2094 | Lot N°119 | Lot N°119(12localités) | HUAWEI | Nokia | Boumerdès | Taourga | Village Bouhbachou | Djezzy | 36.7911 | 3.9326 | 1000 |  | Existing | MBTS_A35X065 | 1 | 36.7984 | 3.9464 | [5 empty] | 35 |  |  | Existing site MBTS_A35X065 covers this village. 1 site->1 villages(2094) | 220 |  |  | 1474
Lot n°141_2470 | Lot N°141 | Lot N°141 (19 Localités) | HUAWEI | Huawei | Tipaza | Attatba | Hai Kendouri | Huawei | 36.5711 | 2.6422 | 600 |  | Existing | MBTS_A42X130 | 1 | 36.572 | 2.6375 | [5 empty] | 26 |  |  | Existing site MBTS_A42X130 covers this village. 1 site->1 villages(2470) | 100 |  |  | 429
Lot n°143_2506 | Lot N°143 | Lot N°143 (18 Localités) | HUAWEI | Huawei | Tipaza | Bourkika | Domaine Guitone Ibrahim | Huawei | 36.5103 | 2.5044 | 315 |  | Existing | MBTS_A42X122 | 1 | 36.4899 | 2.5021 | [5 empty] | 20 |  |  | Existing site MBTS_A42X122 covers this village. 1 site->1 villages(2506) | 0 |  |  | 2276
Lot n°151_2655 | Lot N°151 | Lot N°151 (18 Localités) | HUAWEI | Huawei | Aïn Defla | Tarik Ibn Ziad | Semana | Huawei | 35.9795 | 2.136 | 288 |  | Existing | 4A44X139 | 1 | 35.9872 | 2.1401 | [5 empty] | 18 |  |  | Existing site 4A44X139 covers this village. 1 site->1 villages(2655) | 200 |  |  | 937
Lot n°156_2727 | Lot N°156 | Lot N°156 (19 Localités) | HUAWEI | Huawei | Relizane | Aïn Tarek | Cite 17 Octobre | Huawei | 35.7861 | 1.1275 | 1900 |  | Existing | MBTS_O48X213 | 2 | 35.7846 | 1.1288 | [5 empty] | 20 |  |  | Existing site MBTS_O48X213 covers this village. 1 site->2 villages(2724/2727) | 340 |  |  | 209
Lot n°156_2734 | Lot N°156 | Lot N°156 (19 Localités) | HUAWEI | Huawei | Relizane | Béni Dergoun | El Hessainia | Huawei | 35.8068 | 0.78772 | 1093 |  | Existing | MBTS_O48X066 | 4 | 35.7983 | 0.79374 | [5 empty] | 27 |  |  | Existing site MBTS_O48X066 covers this village. 1 site->4 villages(2731/2730/2735/2734) | 330 |  |  | 1088
Lot n°156_2735 | Lot N°156 | Lot N°156 (19 Localités) | HUAWEI | Huawei | Relizane | Béni Dergoun | El Helayeche | Huawei | 35.7867 | 0.79368 | 836 |  | Existing | MBTS_O48X066 | 4 | 35.7983 | 0.79374 | [5 empty] | 27 |  |  | Existing site MBTS_O48X066 covers this village. 1 site->4 villages(2731/2730/2735/2734) | 180 |  |  | 1291
Lot n°160_2814 | Lot N°160 | Lot N°160 (19 Localités) | HUAWEI | Huawei | Relizane | Sidi Khettab | Sidi Bouzid | Huawei | 35.9496 | 0.45155 | 192 |  | Existing | MBTS_O48X308 | 1 | 35.9428 | 0.44313 | [5 empty] | 37 |  |  | Existing site MBTS_O48X308 covers this village. 1 site->1 villages(2814) | 80 |  |  | 1075
Lot n°161_2835 | Lot N°161 | Lot N°161 (18 Localités) | HUAWEI | Huawei | Relizane | Belaassel Bouzegza | Heddara | Huawei | 35.8361 | 0.48944 | 950 |  | Existing | MBTS_O48X036 | 1 | 35.8405 | 0.5031 | [5 empty] | 30 |  |  | Existing site MBTS_O48X036 covers this village. 1 site->1 villages(2835) | 280 |  |  | 1324
Lot n°161_2836 | Lot N°161 | Lot N°161 (18 Localités) | HUAWEI | Huawei | Relizane | Belaassel Bouzegza | Douar Ben Dida | Huawei | 35.7847 | 0.42167 | 161 |  | Existing | MBTS_O48X208 | 2 | 35.7907 | 0.41339 | [5 empty] | 33 |  |  | Existing site MBTS_O48X208 covers this village. 1 site->2 villages(2834/2836) | 90 |  |  | 998
Lot n°162_2847 | Lot N°162 | Lot N°162 (18 Localités) | HUAWEI | Huawei | Relizane | El Matmar | Berrahou Hamou | Huawei | 35.7455 | 0.46509 | 1963 |  | Existing | MBTS_O48X210 | 1 | 35.7343 | 0.46453 | [5 empty] | 23 |  |  | Existing site MBTS_O48X210 covers this village. 1 site->1 villages(2847) | 10 |  |  | 1252
Lot n°25_0437 | Lot N°25 | Lot N°25 (16 Localités) | HUAWEI | Huawei | Béjaïa | Béni Melikèche | El Moheb | Djezzy | 36.4558 | 4.4095 | 292 |  | Existing | MBTS_A06X165 | 3 | 36.4449 | 4.419 | [5 empty] | 27 |  |  | Existing site MBTS_A06X165 covers this village. 1 site->3 villages(0437/0439/0440) | 280 |  |  | 1473
Lot n°25_0438 | Lot N°25 | Lot N°25 (16 Localités) | HUAWEI | Huawei | Béjaïa | Béni Melikèche | Afia | Djezzy | 36.4572 | 4.406 | 167 |  | Existing | MBTS_A06X419 | 1 | 36.4533 | 4.4017 | [5 empty] | 26 |  |  | Existing site MBTS_A06X419 covers this village. 1 site->1 villages(0438) | 20 |  |  | 581
Lot n°25_0439 | Lot N°25 | Lot N°25 (16 Localités) | HUAWEI | Huawei | Béjaïa | Béni Melikèche | Ahaloua | Djezzy | 36.4522 | 4.4055 | 222 |  | Existing | MBTS_A06X165 | 3 | 36.4449 | 4.419 | [5 empty] | 27 |  |  | Existing site MBTS_A06X165 covers this village. 1 site->3 villages(0437/0439/0440) | 280 |  |  | 1451
Lot n°25_0440 | Lot N°25 | Lot N°25 (16 Localités) | HUAWEI | Huawei | Béjaïa | Béni Melikèche | Thala Tighilt | Djezzy | 36.4448 | 4.4303 | 369 |  | Existing | MBTS_A06X165 | 3 | 36.4449 | 4.419 | [5 empty] | 27 |  |  | Existing site MBTS_A06X165 covers this village. 1 site->3 villages(0437/0439/0440) | 100 |  |  | 1011
Lot n°25_0441 | Lot N°25 | Lot N°25 (16 Localités) | HUAWEI | Huawei | Béjaïa | Béni Melikèche | Ait Fedila | Djezzy | 36.4382 | 4.4332 | 231 |  | Existing | MBTS_A06X058 | 2 | 36.4288 | 4.414 | [5 empty] | 38 |  |  | Existing site MBTS_A06X058 covers this village. 1 site->2 villages(0441/0442) | 40 |  |  | 2009
Lot n°29_0490 | Lot N°29 | Lot N°29 (19 Localités) | HUAWEI | Huawei | Blida | Aïn Romana | Domaine N 12 | Huawei | 36.4373 | 2.704 | 700 |  | Existing | MBTS_A09X343 | 2 | 36.4487 | 2.7108 | [5 empty] | 48 |  |  | Existing site MBTS_A09X343 covers this village. 1 site->2 villages(0490/0522) | 180 |  |  | 1399
Lot n°29_0492 | Lot N°29 | Lot N°29 (19 Localités) | HUAWEI | Huawei | Blida | Boufarik | Route Kerrar Mahfoudh | Huawei | 36.5968 | 2.9248 | 550 |  | Existing | 3A16X840_Acc_SIDI_ABADE_G3_M | 2 | 36.6057 | 2.9271 | [5 empty] | 18 |  |  | Existing site 3A16X840_Acc_SIDI_ABADE_G3_M covers this village. 1 site->2 villages(0498/0492) | 190 |  |  | 1019
Lot n°29_0498 | Lot N°29 | Lot N°29 (19 Localités) | HUAWEI | Huawei | Blida | Boufarik | Haouch Messous Zerouk | Huawei | 36.6 | 2.9165 | 600 |  | Existing | 3A16X840_Acc_SIDI_ABADE_G3_M | 2 | 36.6057 | 2.9271 | [5 empty] | 18 |  |  | Existing site 3A16X840_Acc_SIDI_ABADE_G3_M covers this village. 1 site->2 villages(0498/0492) | 190 |  |  | 1142
Lot n°30_0518 | Lot N°30 | Lot N°30 (19 Localités) | HUAWEI | Huawei | Blida | Chiffa | Cité El Chahid Ben Allal Yakhlef | Huawei | 36.4646 | 2.7095 | 330 |  | Existing | MBTS_A09X302 | 1 | 36.4637 | 2.6952 | [5 empty] | 52 |  |  | Existing site MBTS_A09X302 covers this village. 1 site->1 villages(0518) | 90 |  |  | 1280
Lot n°30_0519 | Lot N°30 | Lot N°30 (19 Localités) | HUAWEI | Huawei | Blida | Chiffa | Cité El Chahid Hadj Ahmed El Amer | Huawei | 36.4688 | 2.7316 | 735 |  | Existing | MBTS_A09X301 | 1 | 36.4608 | 2.7366 | [5 empty] | 25.3 |  |  | Existing site MBTS_A09X301 covers this village. 1 site->1 villages(0519) | 270 |  |  | 995
Lot n°30_0520 | Lot N°30 | Lot N°30 (19 Localités) | HUAWEI | Huawei | Blida | Chiffa | Cité El Chahid Dahman Mohamed | Huawei | 36.4794 | 2.7345 | 850 |  | Existing | MBTS_A09X124 | 3 | 36.4882 | 2.7327 | [5 empty] | 27.3 |  |  | Existing site MBTS_A09X124 covers this village. 1 site->3 villages(0521/0517/0520) | 140 |  |  | 990
Lot n°30_0521 | Lot N°30 | Lot N°30 (19 Localités) | HUAWEI | Huawei | Blida | Chiffa | Cité El Chahid Mokhtar Ibrahim | Huawei | 36.4754 | 2.7442 | 441 |  | Existing | MBTS_A09X124 | 3 | 36.4882 | 2.7327 | [5 empty] | 27.3 |  |  | Existing site MBTS_A09X124 covers this village. 1 site->3 villages(0521/0517/0520) | 140 |  |  | 1749
Lot n°33_0569 | Lot N°33 | Lot N°33(20 Localités) | HUAWEI | Nokia | Bouira | Saharidj | Timezguida | Djezzy | 36.4064 | 4.207 | 330 |  | Existing | MBTS_A10X121 | 3 | 36.4104 | 4.2123 | [5 empty] | 37 |  |  | Existing site MBTS_A10X121 covers this village. 1 site->3 villages(0571/0570/0569) | 210 |  |  | 649
Lot n°33_0574 | Lot N°33 | Lot N°33(20 Localités) | HUAWEI | Nokia | Bouira | Souk El Khmis | Village Ain El Hadjar | Djezzy | 36.3809 | 3.6485 | 160 |  | Existing | MBTS_A10X178 | 1 | 36.3854 | 3.6381 | [5 empty] | 47.3 |  |  | Existing site MBTS_A10X178 covers this village. 1 site->1 villages(0574) | 100 |  |  | 1048
Lot n°36_0629 | Lot N°36 | Lot N°36(19 Localités) | HUAWEI | Nokia | Bouira | Ath Mansour | Ighil Bouali | Djezzy | 36.3355 | 4.3316 | 700 |  | Existing | MBTS_A06X174 | 1 | 36.3367 | 4.3588 | [5 empty] | 37 |  |  | Existing site MBTS_A06X174 covers this village. 1 site->1 villages(0629) | 240 |  |  | 2442
Lot n°36_0630 | Lot N°36 | Lot N°36(19 Localités) | HUAWEI | Nokia | Bouira | Ath Mansour | Taourit Malloulane | Djezzy | 36.3327 | 4.2991 | 300 |  | Existing | MBTS_A10X040 | 2 | 36.3285 | 4.3031 | [5 empty] | 37 |  |  | Existing site MBTS_A10X040 covers this village. 1 site->2 villages(0631/0630) | 340 |  |  | 586
Lot n°70_1221 | Lot N°70 | Lot N°70(19 Localités) | HUAWEI | Nokia | Jijel | Sidi Maarouf | El Mantaya | Djezzy | 36.6382 | 6.228 | 925 |  | Existing | MBTS_C18X119 | 1 | 36.6422 | 6.231 | [5 empty] | 37 |  |  | Existing site MBTS_C18X119 covers this village. 1 site->1 villages(1221) | 240 |  |  | 521
Lot n°71_1233 | Lot N°71 | Lot N°71(20 Localités) | HUAWEI | Nokia | Sétif | Aïn Abessa | El Batha | Djezzy | 36.3241 | 5.3073 | 2000 |  | Existing | MBTS_C19X420 | 1 | 36.3234 | 5.3081 | [5 empty] | 26 |  |  | Existing site MBTS_C19X420 covers this village. 1 site->1 villages(1233) | 310 |  |  | 103
Lot n°71_1240 | Lot N°71 | Lot N°71(20 Localités) | HUAWEI | Nokia | Sétif | Aïn Azal | Vilage Lasguaa | Djezzy | 35.8425 | 5.5312 | 293 |  | Existing | MBTS_C19X331 | 1 | 35.8225 | 5.5199 | [5 empty] | 19 |  |  | Existing site MBTS_C19X331 covers this village. 1 site->1 villages(1240) | 30 |  |  | 2442
Lot n°71_1241 | Lot N°71 | Lot N°71(20 Localités) | HUAWEI | Nokia | Sétif | Aïn Azal | El Ouasra | Djezzy | 35.8334 | 5.5166 | 541 |  | Existing | MBTS_C19X107 | 1 | 35.8246 | 5.5101 | [5 empty] | 18 |  |  | Existing site MBTS_C19X107 covers this village. 1 site->1 villages(1241) | 180 |  |  | 1137
Lot n°71_1244 | Lot N°71 | Lot N°71(20 Localités) | HUAWEI | Nokia | Sétif | Aïn Azal | Dar El Djenan | Djezzy | 35.8067 | 5.5295 | 611 |  | Existing | MBTS_C19X415 | 1 | 35.8104 | 5.519 | [5 empty] | 29 |  |  | Existing site MBTS_C19X415 covers this village. 1 site->1 villages(1244) | 80 |  |  | 1037
Lot n°71_1247 | Lot N°71 | Lot N°71(20 Localités) | HUAWEI | Nokia | Sétif | Aïn El Kebira | Merdj Medoune | Djezzy | 36.3664 | 5.535 | 700 |  | Existing | MBTS_C19X399 | 1 | 36.3538 | 5.5164 | [5 empty] | 25.5 |  |  | Existing site MBTS_C19X399 covers this village. 1 site->1 villages(1247) | 70 |  |  | 2179
Lot n°72_1264 | Lot N°72 | Lot N°72(20 Localités) | HUAWEI | Nokia | Sétif | Talaïfacène | Tighramt | Djezzy | 36.4523 | 5.11 | 901 |  | Existing | MBTS_C19X110 | 1 | 36.4558 | 5.089 | [5 empty] | 25 |  |  | Existing site MBTS_C19X110 covers this village. 1 site->1 villages(1264) | 80 |  |  | 1918
Lot n°73_1278 | Lot N°73 | Lot N°73(20 Localités) | HUAWEI | Nokia | Sétif | Aïn Legraj | Tighilt Imraane | Djezzy | 36.4426 | 4.9352 | 400 |  | Existing | MBTS_C19X257 | 1 | 36.4436 | 4.9233 | [5 empty] | 16 |  |  | Existing site MBTS_C19X257 covers this village. 1 site->1 villages(1278) | 80 |  |  | 1067
Lot n°73_1282 | Lot N°73 | Lot N°73(20 Localités) | HUAWEI | Nokia | Sétif | Aïn Oulmane | Ouled Brahem | Djezzy | 35.9091 | 5.3253 | 1186 |  | Existing | MBTS_C19X449 | 1 | 35.9177 | 5.3109 | [5 empty] | 40 |  |  | Existing site MBTS_C19X449 covers this village. 1 site->1 villages(1282) | 120 |  |  | 1609
Lot n°73_1283 | Lot N°73 | Lot N°73(20 Localités) | HUAWEI | Nokia | Sétif | Aïn Oulmane | Bir Lahlou | Djezzy | 35.9344 | 5.2552 | 1201 |  | Existing | MBTS_C19X457 | 1 | 35.9299 | 5.2768 | [5 empty] | 26 |  |  | Existing site MBTS_C19X457 covers this village. 1 site->1 villages(1283) | 280 |  |  | 2006
Lot n°73_1285 | Lot N°73 | Lot N°73(20 Localités) | HUAWEI | Nokia | Sétif | Aïn Oulmane | El Gharnougha | Djezzy | 35.8878 | 5.3102 | 1962 |  | Existing | MBTS_C19X142 | 1 | 35.8857 | 5.2981 | [5 empty] | 32 |  |  | Existing site MBTS_C19X142 covers this village. 1 site->1 villages(1285) | 95 |  |  | 1122
Lot n°74_1301 | Lot N°74 | Lot N°74(20 Localités) | HUAWEI | Nokia | Sétif | Béni Chebana | Tighremt | Djezzy | 36.4624 | 4.9101 | 1215 |  | Existing | MBTS_C19X240 | 1 | 36.4651 | 4.9012 | [5 empty] | 22 |  |  | Existing site MBTS_C19X240 covers this village. 1 site->1 villages(1301) | 140 |  |  | 854
Lot n°74_1307 | Lot N°74 | Lot N°74(20 Localités) | HUAWEI | Nokia | Sétif | Bouandas | Ait Bouremane | Djezzy | 36.501 | 5.0725 | 1502 |  | Existing | MBTS_C19X424 | 2 | 36.5012 | 5.0735 | [5 empty] | 12 |  |  | Existing site MBTS_C19X424 covers this village. 1 site->2 villages(1308/1307) | 240 |  |  | 94
Lot n°74_1308 | Lot N°74 | Lot N°74(20 Localités) | HUAWEI | Nokia | Sétif | Bouandas | Ighzer Ledjenane | Djezzy | 36.4957 | 5.0811 | 1168 |  | Existing | MBTS_C19X424 | 2 | 36.5012 | 5.0735 | [5 empty] | 12 |  |  | Existing site MBTS_C19X424 covers this village. 1 site->2 villages(1308/1307) | 130 |  |  | 908
Lot n°75_1320 | Lot N°75 | Lot N°75(20localités) | HUAWEI | Nokia | Sétif | Béni Fouda | El Hammam | Djezzy | 36.3291 | 5.6414 | 1305 |  | Existing | MBTS_C19X131 | 1 | 36.3218 | 5.6322 | [5 empty] | 22 |  |  | Existing site MBTS_C19X131 covers this village. 1 site->1 villages(1320) | 40 |  |  | 1157
Lot n°76_1344 | Lot N°76 | Lot N°76(20localités) | HUAWEI | Nokia | Sétif | Boutaleb | Boughrom | Djezzy | 35.6599 | 5.3128 | 400 |  | Existing | MBTS_C19X136 | 1 | 35.6628 | 5.3214 | [5 empty] | 20 |  |  | Existing site MBTS_C19X136 covers this village. 1 site->1 villages(1344) | 210 |  |  | 839
Lot n°77_1362 | Lot N°77 | Lot N°77(20localités) | HUAWEI | Nokia | Sétif | Maaouia | Khlalfa | Djezzy | 36.3619 | 5.6857 | 91 |  | Existing | MBTS_C19X138 | 1 | 36.3796 | 5.7 | [5 empty] | 37 |  |  | Existing site MBTS_C19X138 covers this village. 1 site->1 villages(1362) | 190 |  |  | 2352
Lot n°78_1382 | Lot N°78 | Lot N°78(20localités) | HUAWEI | Nokia | Sétif | HAMMAM SOKHNA | Elmaadr Sud | Djezzy | 36.005 | 5.7431 | 511 |  | Existing | 3C19X127_Acc_Tella_O | 1 | 36.0086 | 5.7182 | [5 empty] | 18 |  |  | Existing site 3C19X127_Acc_Tella_O covers this village. 1 site->1 villages(1382) | 90 |  |  | 2274
Lot n°78_1392 | Lot N°78 | Lot N°78(20localités) | HUAWEI | Nokia | Sétif | Ksar El Abtal | Gueblet Zdim | Djezzy | 35.9963 | 5.2174 | 1656 |  | Existing | MBTS_C19X268 | 1 | 36.0025 | 5.1993 | [5 empty] | 40 |  |  | Existing site MBTS_C19X268 covers this village. 1 site->1 villages(1392) | 100 |  |  | 1771
Lot n°79_1400 | Lot N°79 | Lot N°79 (20 Localités) | HUAWEI | Nokia | Sétif | Guelta Zerka | Lemdjez | Djezzy | 36.1973 | 5.698 | 604 |  | Existing | 3C19X075_Acc_Guelta_Zerga | 1 | 36.2094 | 5.687 | [5 empty] | 20 |  |  | Existing site 3C19X075_Acc_Guelta_Zerga covers this village. 1 site->1 villages(1400) | 140 |  |  | 1667
Lot n°79_1412 | Lot N°79 | Lot N°79 (20 Localités) | HUAWEI | Nokia | Sétif | Tizi N'Béchar | Ouled Azzouz | Djezzy | 36.4394 | 5.3669 | 250 |  | Existing | MBTS_C19X048 | 1 | 36.4317 | 5.3576 | [5 empty] | 17 |  |  | Existing site MBTS_C19X048 covers this village. 1 site->1 villages(1412) | 90 |  |  | 1193
Lot n°81_1448 | Lot N°81 | Lot N°81(20 Localités) | HUAWEI | Nokia | Sétif | Ouled Si Ahmed | Ain Leksar | Djezzy | 35.922 | 5.1946 | 513 |  | Existing | 3C19X135_Acc_Ouled_Sidi_Ahmed_O | 1 | 35.9017 | 5.1907 | [5 empty] | 15 |  |  | Existing site 3C19X135_Acc_Ouled_Sidi_Ahmed_O covers this village. 1 site->1 villages(1448) | 0 |  |  | 2285
Lot n°81_1452 | Lot N°81 | Lot N°81(20 Localités) | HUAWEI | Nokia | Sétif | Rosfa | Mechta Ouled Bouslama | Djezzy | 35.8057 | 5.2842 | 750 |  | Existing | MBTS_C19X089 | 1 | 35.8109 | 5.2652 | [5 empty] | 36 |  |  | Existing site MBTS_C19X089 covers this village. 1 site->1 villages(1452) | 120 |  |  | 1813
Lot n°85_1514 | Lot N°85 | Lot N°85(19 Localités) | HUAWEI | Nokia | Constantine | El Khroub | DOUAR BIR DEKKICHE | Djezzy | 36.2243 | 6.6109 | 600 |  | Existing | MBTS_C25X392 | 1 | 36.2287 | 6.6182 | [5 empty] | 22.3 |  |  | Existing site MBTS_C25X392 covers this village. 1 site->1 villages(1514) | 220 |  |  | 813
Lot n°89_1584 | Lot N°89 | Lot N°89(14localités) | HUAWEI | Nokia | Guelma | Hammam Debagh | Cité Maalalla Foudil | Djezzy | 36.4461 | 7.2716 | 556 |  | Existing | MBTS_C24X154 | 2 | 36.4531 | 7.2682 | [5 empty] | 27 |  |  | Existing site MBTS_C24X154 covers this village. 1 site->2 villages(1583/1584) | 160 |  |  | 838
Lot n°93_1650 | Lot N°93 | Lot N°93(19 Localités) | HUAWEI | Nokia | Médéa | El Hamdania | Fraction Sidi Ali | Huawei | 36.3081 | 2.793 | 900 |  | Existing | MBTS_A26X268 | 1 | 36.3102 | 2.7961 | [5 empty] | 26 |  |  | Existing site MBTS_A26X268 covers this village. 1 site->1 villages(1650) | 250 |  |  | 370
Lot n°97_1717 | Lot N°97 | Lot N°97(17localités) | HUAWEI | Huawei | Mostaganem | Aïn Nouissy | Denden | Huawei | 35.8009 | 0.069879 | 789 |  | Existing | MBTS_O27X205 | 2 | 35.8117 | 0.079415 | [5 empty] | 38 |  |  | Existing site MBTS_O27X205 covers this village. 1 site->2 villages(1716/1717) | 210 |  |  | 1478
Lot n°97_1728 | Lot N°97 | Lot N°97(17localités) | HUAWEI | Huawei | Mostaganem | Khadra | Ouled Ali | Huawei | 36.2588 | 0.60084 | 890 |  | Existing | MBTS_O27X107 | 1 | 36.2625 | 0.61508 | [5 empty] | 38 |  |  | Existing site MBTS_O27X107 covers this village. 1 site->1 villages(1728) | 260 |  |  | 1342
Lot n°03_0025 | Lot n°03 | Lot N° 3 (21 Localités) | HUAWEI | Huawei | Chlef | Béni Haoua | Douar Bouamin | Huawei | 36.5037 | 1.6609 | 307 |  | New | SiteT0014 | 3 | 36.5023 | 1.6595 | Macro 900 3 sectors |  | 900M_S222@GSM_S111@LTE | Directional (A704516R0v06) | 24 | 22 | GF | YES | 1 site->3 villages(0025/0028/2477) | 38.8 | 113.7 | 256.3 | 199
Lot n°03_0026 | Lot n°03 | Lot N° 3 (21 Localités) | HUAWEI | Huawei | Chlef | Béni Haoua | Douar Bissa | Huawei | 36.4635 | 1.501 | 1405 |  | New | SiteT0015 | 4 | 36.4651 | 1.4948 | Macro 900 3 sectors |  | 900M_S222@GSM_S111@LTE | Directional (A704516R0v06) | 24 | 22 | GF | YES | 1 site->4 villages(0026/0040/0041/0042) | 62.8 | 108.2 | 265.5 | 577
Lot n°03_0027 | Lot n°03 | Lot N° 3 (21 Localités) | HUAWEI | Huawei | Chlef | Béni Haoua | Cité Belkassem Mohamed | Huawei | 36.5499 | 1.6709 | 850 |  | New | yh_0027_rf | 1 | 36.5488 | 1.6708 | Macro 2100 3 sectors |  | 2100M_S111@UMTS_S111@LTE | Directional (A264518R0v06) | 12 | 16 | RT | YES | 1 site->1 villages(0027) | 71.6 | 15.3 | 320.6 | 121
Lot n°03_0028 | Lot n°03 | Lot N° 3 (21 Localités) | HUAWEI | Huawei | Chlef | Béni Haoua | Taghzoult El Hawch | Huawei | 36.5105 | 1.6671 | 492 |  | New | SiteT0014 | 3 | 36.5023 | 1.6595 | Macro 900 3 sectors |  | 900M_S222@GSM_S111@LTE | Directional (A704516R0v06) | 24 | 22 | GF | YES | 1 site->3 villages(0025/0028/2477) | 38.8 | 113.7 | 256.3 | 1139
Lot n°03_0029 | Lot n°03 | Lot N° 3 (21 Localités) | HUAWEI | Huawei | Chlef | Béni Haoua | Hay Ath Laari | Huawei | 36.5164 | 1.5835 | 53 |  | New | yh_0029_rf - No Village | 2 | 36.517 | 1.5847 | Macro 900 3 sectors |  | 900M_S222@GSM_S111@LTE | Directional (A704516R0v06) | 30 | 28 | GF | YES | 1 site->2 villages(0029/0036) | 40.8 | 139.3 | 237.8 | 124
Lot n°03_0030 | Lot n°03 | Lot N° 3 (21 Localités) | HUAWEI | Huawei | Chlef | Béni Haoua | Hay Tadjmout | Huawei | 36.5091 | 1.5595 | 613 |  | New | SiteT0013 | 1 | 36.5064 | 1.5633 | Macro 900 3 sectors |  | 900M_S222@GSM_S111@LTE | Directional (A704516R0v06) | 30 | 28 | GF | YES | 1 site->1 villages(0030) | 310.9 | 45.2 | 173.9 | 458
Lot n°03_0031 | Lot n°03 | Lot N° 3 (21 Localités) | HUAWEI | Huawei | Chlef | Béni Haoua | El Mrabbaa | Huawei | 36.4882 | 1.552 | 536 |  | New | SiteT0017 | 1 | 36.4901 | 1.5414 | RuralLink |  | RuralLink 900M_O2@GSM_S111@LTE | Directional (A704515S0v06) | 12 | 16 | RT | YES | 1 site->1 villages(0031) | 14.8 | 134.8 | 254.8 | 968
Lot n°03_0032 | Lot n°03 | Lot N° 3 (21 Localités) | HUAWEI | Huawei | Chlef | Béni Haoua | Amakchach | Huawei | 36.4822 | 1.5675 | 235 |  | New | SiteT0018 | 1 | 36.4781 | 1.5642 | RuralStar |  | RuralStar 900M_O2@GSM_O1@LTE | OMNI( A70VP1100v06) | 12 | 16 | RT | YES | 1 site->1 villages(0032) | 0 |  |  | 542
Lot n°03_0033 | Lot n°03 | Lot N° 3 (21 Localités) | HUAWEI | Huawei | Chlef | Béni Haoua | Beni Fraysso | Huawei | 36.5341 | 1.559 | 337 |  | New | yh_0033_rf | 1 | 36.535 | 1.5553 | RuralLink |  | RuralLink 900M_O2@GSM_S111@LTE | Directional (A704515S0v06) | 12 | 16 | RT | YES | 1 site->1 villages(0033) | 6.9 | 126.9 | 246.9 | 338
Lot n°03_0034 | Lot n°03 | Lot N° 3 (21 Localités) | HUAWEI | Huawei | Chlef | Béni Haoua | Bouinoun | Huawei | 36.53 | 1.6781 | 588 |  | New | site10028 | 2 | 36.5164 | 1.6875 | Macro 900 3 sectors |  | 900M_S222@GSM_S111@LTE | Directional (A704516R0v06) | 12 | 16 | RT | YES | 1 site->2 villages(0034/2478) | 312.7 | 72.7 | 192.7 | 1729
Lot n°03_0035 | Lot n°03 | Lot N° 3 (21 Localités) | HUAWEI | Huawei | Chlef | Béni Haoua | Sidi El Djilali | Huawei | 36.5516 | 1.6817 | 223 |  | New | yh_0035_rf | 1 | 36.5478 | 1.6878 | RuralStar |  | RuralStar 900M_O2@GSM_O1@LTE | OMNI( A70VP1100v06) | 12 | 16 | RT | YES | 1 site->1 villages(0035) | 0 |  |  | 691
Lot n°03_0036 | Lot n°03 | Lot N° 3 (21 Localités) | HUAWEI | Huawei | Chlef | Béni Haoua | Eswamer | Huawei | 36.5273 | 1.5957 | 778 |  | New | yh_0029_rf - No Village | 2 | 36.517 | 1.5847 | Macro 900 3 sectors |  | 900M_S222@GSM_S111@LTE | Directional (A704516R0v06) | 30 | 28 | GF | YES | 1 site->2 villages(0029/0036) | 40.8 | 139.3 | 237.8 | 1502
Lot n°03_0040 | Lot n°03 | Lot N° 3 (21 Localités) | HUAWEI | Huawei | Chlef | Béni Haoua | Boukraba Ben Rennou | Huawei | 36.4676 | 1.5009 | 236 |  | New | SiteT0015 | 4 | 36.4651 | 1.4948 | Macro 900 3 sectors |  | 900M_S222@GSM_S111@LTE | Directional (A704516R0v06) | 24 | 22 | GF | YES | 1 site->4 villages(0026/0040/0041/0042) | 62.8 | 108.2 | 265.5 | 609
Lot n°03_0041 | Lot n°03 | Lot N° 3 (21 Localités) | HUAWEI | Huawei | Chlef | Béni Haoua | Bissa Ben Fatma | Huawei | 36.4629 | 1.5036 | 240 |  | New | SiteT0015 | 4 | 36.4651 | 1.4948 | Macro 900 3 sectors |  | 900M_S222@GSM_S111@LTE | Directional (A704516R0v06) | 24 | 22 | GF | YES | 1 site->4 villages(0026/0040/0041/0042) | 62.8 | 108.2 | 265.5 | 818
Lot n°03_0042 | Lot n°03 | Lot N° 3 (21 Localités) | HUAWEI | Huawei | Chlef | Béni Haoua | Hay Akdar | Huawei | 36.4626 | 1.5131 | 641 |  | New | SiteT0015 | 4 | 36.4651 | 1.4948 | Macro 900 3 sectors |  | 900M_S222@GSM_S111@LTE | Directional (A704516R0v06) | 24 | 22 | GF | YES | 1 site->4 villages(0026/0040/0041/0042) | 62.8 | 108.2 | 265.5 | 1660
Lot n°03_0043 | Lot n°03 | Lot N° 3 (21 Localités) | HUAWEI | Huawei | Chlef | Béni Haoua | Hay Makrlouf | Huawei | 36.4697 | 1.4916 | 117 |  | New | ly08_0142 | 2 | 36.4709 | 1.4852 | Macro 900 3 sectors |  | 900M_S222@GSM_S111@LTE | Directional (A704516R0v06) | 12 | 16 | RT | YES | 1 site->2 villages(0043/0142) | 103 | 212.9 | 322.7 | 580
Lot n°03_0044 | Lot n°03 | Lot N° 3 (21 Localités) | HUAWEI | Huawei | Chlef | Béni Haoua | Abkhoutayn | Huawei | 36.4598 | 1.5421 | 187 |  | New | SiteT0020 | 1 | 36.4519 | 1.5448 | RuralStar |  | RuralStar 900M_O2@GSM_O1@LTE | OMNI( A70VP1100v06) | 12 | 16 | RT | YES | 1 site->1 villages(0044) | 0 |  |  | 911
Lot n°03_0045 | Lot n°03 | Lot N° 3 (21 Localités) | HUAWEI | Huawei | Chlef | Béni Haoua | Amihane | Huawei | 36.4451 | 1.5242 | 1278 |  | New | yh_0045_rf | 1 | 36.4448 | 1.5314 | Macro 2100 3 sectors |  | 2100M_S111@UMTS_S111@LTE | Directional (A264518R0v06) | 12 | 16 | RT | YES | 1 site->1 villages(0045) | 347 | 253.6 | 298.7 | 641
Lot n°04_0046 | Lot n°04 | Lot N°4 (20 Localités) | HUAWEI | Huawei | Chlef | Aïn Merane | Ouled Laide | Huawei | 36.1515 | 1.0045 | 1033 |  | New | SiteT0021 | 1 | 36.1522 | 1.0022 | Macro 2100 3 sectors |  | 2100M_S111@UMTS_S111@LTE | Directional (A264518R0v06) | 12 | 16 | RT | YES | 1 site->1 villages(0046) | 26 | 77.9 | 126.6 | 220
Lot n°04_0047 | Lot n°04 | Lot N°4 (20 Localités) | HUAWEI | Huawei | Chlef | Aïn Merane | Ouled Safi | Huawei | 36.1417 | 0.95521 | 1645 |  | New | ql36 | 1 | 36.1416 | 0.9548 | Macro 2100 3 sectors |  | 2100M_S111@UMTS_S111@LTE | Directional (A264518R0v06) | 12 | 16 | RT | YES | 1 site->1 villages(0047) | 22.7 | 116.3 | 165.3 | 38
Lot n°04_0048 | Lot n°04 | Lot N°4 (20 Localités) | HUAWEI | Huawei | Chlef | Benaïria | Fellaghia | Huawei | 36.3383 | 1.3193 | 886 |  | New | yh_0048_rf | 1 | 36.3454 | 1.325 | Macro 2100 3 sectors |  | 2100M_S111@UMTS_S111@LTE | Directional (A264518R0v06) | 12 | 16 | RT | YES | 1 site->1 villages(0048) | 160.1 | 211.8 | 259.2 | 939
Lot n°04_0049 | Lot n°04 | Lot N°4 (20 Localités) | HUAWEI | Huawei | Chlef | Benaïria | Krarha | Huawei | 36.3988 | 1.4051 | 800 |  | New | SiteT0024 | 1 | 36.399 | 1.4044 | Macro 2100 3 sectors |  | 2100M_S111@UMTS_S111@LTE | Directional (A264518R0v06) | 12 | 16 | RT | YES | 1 site->1 villages(0049) | 6.2 | 96.2 | 141.4 | 67
Lot n°04_0052 | Lot n°04 | Lot N°4 (20 Localités) | HUAWEI | Huawei | Chlef | Benaïria | Zalgo | Huawei | 36.3832 | 1.3774 | 1822 |  | New | ly04_0053 | 3 | 36.3744 | 1.3768 | Macro 900 3 sectors |  | 900M_S222@GSM_S111@LTE | Directional (A704516R0v06) | 30 | 28 | GF | YES | 1 site->3 villages(0052/0053/0054) | 2.8 | 137.5 | 250.2 | 980
Lot n°04_0053 | Lot n°04 | Lot N°4 (20 Localités) | HUAWEI | Huawei | Chlef | Benaïria | Ain Soltane | Huawei | 36.3739 | 1.3774 | 1141 |  | New | ly04_0053 | 3 | 36.3744 | 1.3768 | Macro 900 3 sectors |  | 900M_S222@GSM_S111@LTE | Directional (A704516R0v06) | 30 | 28 | GF | YES | 1 site->3 villages(0052/0053/0054) | 2.8 | 137.5 | 250.2 | 80
Lot n°04_0054 | Lot n°04 | Lot N°4 (20 Localités) | HUAWEI | Huawei | Chlef | Benaïria | Souadek | Huawei | 36.3718 | 1.3783 | 427 |  | New | ly04_0053 | 3 | 36.3744 | 1.3768 | Macro 900 3 sectors |  | 900M_S222@GSM_S111@LTE | Directional (A704516R0v06) | 30 | 28 | GF | YES | 1 site->3 villages(0052/0053/0054) | 2.8 | 137.5 | 250.2 | 319
Lot n°04_0056 | Lot n°04 | Lot N°4 (20 Localités) | HUAWEI | Huawei | Chlef | Taougrite | Soualhia | Huawei | 36.3212 | 0.98366 | 392 |  | New | SiteT0005 | 2 | 36.3212 | 0.98366 | Macro 900 3 sectors |  | 900M_S222@GSM_S111@LTE | Directional (A704516R0v06) | 30 | 28 | GF | YES | 1 site->2 villages(0056/0059) | 330.3 | 90.3 | 210.3 | 0
Lot n°04_0057 | Lot n°04 | Lot N°4 (20 Localités) | HUAWEI | Huawei | Chlef | Taougrite | Djebana | Huawei | 36.259 | 0.89015 | 321 |  | New | SiteT0029 | 1 | 36.2651 | 0.89692 | RuralLink |  | RuralLink 900M_O2@GSM_S111@LTE | Directional (A704515S0v06) | 12 | 16 | RT | YES | 1 site->1 villages(0057) | 115.2 | 235.2 | 355.2 | 905
Lot n°04_0058 | Lot n°04 | Lot N°4 (20 Localités) | HUAWEI | Huawei | Chlef | Taougrite | Ouled Aissa | Huawei | 36.2247 | 0.85335 | 265 |  | New | SiteT0030 | 1 | 36.223 | 0.855 | RuralLink |  | RuralLink 900M_O2@GSM_S111@LTE | Directional (A704515S0v06) | 12 | 16 | RT | YES | 1 site->1 villages(0058) | 96.2 | 216.2 | 336.2 | 243
Lot n°04_0059 | Lot n°04 | Lot N°4 (20 Localités) | HUAWEI | Huawei | Chlef | Taougrite | Ouled Mouhenni | Huawei | 36.3042 | 0.97133 | 1210 |  | New | SiteT0005 | 2 | 36.3212 | 0.98366 | Macro 900 3 sectors |  | 900M_S222@GSM_S111@LTE | Directional (A704516R0v06) | 30 | 28 | GF | YES | 1 site->2 villages(0056/0059) | 330.3 | 90.3 | 210.3 | 2192
Lot n°04_0060 | Lot n°04 | Lot N°4 (20 Localités) | HUAWEI | Huawei | Chlef | Taougrite | El Mizab | Huawei | 36.2566 | 0.97914 | 1666 |  | New | yh_0060_rf | 1 | 36.2582 | 0.9798 | Macro 2100 3 sectors |  | 2100M_S111@UMTS_S111@LTE | Directional (A264518R0v06) | 12 | 16 | RT | YES | 1 site->1 villages(0060) | 184.1 | 231.9 | 340.5 | 184
Lot n°04_0061 | Lot n°04 | Lot N°4 (20 Localités) | HUAWEI | Huawei | Chlef | Taougrite | Merabtin | Huawei | 36.2372 | 0.9705 | 803 |  | New | SiteT0004 | 1 | 36.2369 | 0.97271 | Macro 2100 3 sectors |  | 2100M_S111@UMTS_S111@LTE | Directional (A264518R0v06) | 30 | 28 | GF | YES | 1 site->1 villages(0061) | 299.5 | 100.1 | 239 | 202
Lot n°04_0062 | Lot n°04 | Lot N°4 (20 Localités) | HUAWEI | Huawei | Chlef | Zeboudja | Sidi Ahmed | Huawei | 36.3674 | 1.473 | 827 |  | New | SiteT0031 | 1 | 36.3617 | 1.4708 | Macro 2100 3 sectors |  | 2100M_S111@UMTS_S111@LTE | Directional (A264518R0v06) | 12 | 16 | RT | YES | 1 site->1 villages(0062) | 0 | 78.8 | 287.1 | 668
Lot n°04_0065 | Lot n°04 | Lot N°4 (20 Localités) | HUAWEI | Huawei | Chlef | Zeboudja | Berakmouche | Huawei | 36.4148 | 1.442 | 210 |  | New | SiteT0032 | 1 | 36.4169 | 1.4394 | RuralStar |  | RuralStar 900M_O2@GSM_O1@LTE | OMNI( A70VP1100v06) | 12 | 16 | RT | YES | 1 site->1 villages(0065) | 0 |  |  | 328
Lot n°05_0066 | Lot n°05 | Lot N° 5 (20 Localités) | HUAWEI | Huawei | Chlef | Oued Sly | Sidi Touil | Huawei | 36.0423 | 1.2058 | 200 |  | New | SiteT0033 | 1 | 36.0425 | 1.21 | RuralStar |  | RuralStar 900M_O2@GSM_O1@LTE | OMNI( A70VP1100v06) | 12 | 16 | RT | YES | 1 site->1 villages(0066) | 0 |  |  | 375
Lot n°05_0067 | Lot n°05 | Lot N° 5 (20 Localités) | HUAWEI | Huawei | Chlef | Oued Sly | El Saaou | Huawei | 36.101 | 1.2881 | 672 |  | New | yh_0067_rf | 1 | 36.1055 | 1.2954 | Macro 900 3 sectors |  | 900M_S222@GSM_S111@LTE | Directional (A704516R0v06) | 12 | 16 | RT | YES | 1 site->1 villages(0067) | 179.9 | 227.5 | 291.3 | 818
Lot n°05_0068 | Lot n°05 | Lot N° 5 (20 Localités) | HUAWEI | Huawei | Chlef | Sobha | Elghraga | Huawei | 36.1412 | 1.1107 | 568 |  | New | SiteT0035 | 2 | 36.1386 | 1.1224 | Macro 900 3 sectors |  | 900M_S222@GSM_S111@LTE | Directional (A704516R0v06) | 12 | 16 | RT | YES | 1 site->2 villages(0068/0070) | 54.7 | 170.3 | 285.9 | 1091
Lot n°05_0069 | Lot n°05 | Lot N° 5 (20 Localités) | HUAWEI | Huawei | Chlef | Sobha | Ouled Ben Yetto | Huawei | 36.0425 | 0.96322 | 681 |  | New | SiteT0036 | 1 | 36.0483 | 0.96651 | Macro 900 3 sectors |  | 900M_S222@GSM_S111@LTE | Directional (A704516R0v06) | 12 | 16 | RT | YES | 1 site->1 villages(0069) | 264.6 | 147.9 | 199.4 | 719
Lot n°05_0070 | Lot n°05 | Lot N° 5 (20 Localités) | HUAWEI | Huawei | Chlef | Sobha | Ouled Hemmadi | Huawei | 36.1466 | 1.1365 | 1082 |  | New | SiteT0035 | 2 | 36.1386 | 1.1224 | Macro 900 3 sectors |  | 900M_S222@GSM_S111@LTE | Directional (A704516R0v06) | 12 | 16 | RT | YES | 1 site->2 villages(0068/0070) | 54.7 | 170.3 | 285.9 | 1553
Lot n°05_0071 | Lot n°05 | Lot N° 5 (20 Localités) | HUAWEI | Huawei | Chlef | Sobha | Ouled Fetti | Huawei | 36.0616 | 0.98882 | 1335 |  | New | yh_0071_rf | 1 | 36.0626 | 0.98952 | Macro 2100 3 sectors |  | 2100M_S111@UMTS_S111@LTE | Directional (A264518R0v06) | 12 | 16 | RT | YES | 1 site->1 villages(0071) | 290.3 | 161.1 | 226.2 | 125
Lot n°05_0072 | Lot n°05 | Lot N° 5 (20 Localités) | HUAWEI | Huawei | Chlef | Sobha | Bkhaytia | Huawei | 36.1105 | 1.0565 | 1713 |  | New | yh_0072_0073_rf | 2 | 36.1097 | 1.0703 | Macro 900 3 sectors |  | 900M_S222@GSM_S111@LTE | Directional (A704516R0v06) | 15 | 19 | RT | YES | 1 site->2 villages(0072/0073) | 78.8 | 176.3 | 273.8 | 1243
Lot n°05_0073 | Lot n°05 | Lot N° 5 (20 Localités) | HUAWEI | Huawei | Chlef | Sobha | Ouana | Huawei | 36.1121 | 1.0849 | 1142 |  | New | yh_0072_0073_rf | 2 | 36.1097 | 1.0703 | Macro 900 3 sectors |  | 900M_S222@GSM_S111@LTE | Directional (A704516R0v06) | 15 | 19 | RT | YES | 1 site->2 villages(0072/0073) | 78.8 | 176.3 | 273.8 | 1338
Lot n°05_0075 | Lot n°05 | Lot N° 5 (20 Localités) | HUAWEI | Huawei | Chlef | Tadjena | Ain El Soltane | Huawei | 36.2735 | 1.1134 | 1388 |  | New | yh_0075_0079_rf | 2 | 36.2729 | 1.1138 | Macro 900 3 sectors |  | 900M_S222@GSM_S111@LTE | Directional (A704516R0v06) | 15 | 19 | RT | YES | 1 site->2 villages(0075/0079) | 92.1 | 212.1 | 332.1 | 77
Lot n°05_0076 | Lot n°05 | Lot N° 5 (20 Localités) | HUAWEI | Huawei | Chlef | Tadjena | Zaoui | Huawei | 36.2906 | 1.1426 | 738 |  | New | yh_0076_0078_rf | 3 | 36.2906 | 1.1349 | Macro 900 3 sectors |  | 900M_S222@GSM_S111@LTE | Directional (A704516R0v06) | 30 | 28 | GF | YES | 1 site->3 villages(0076/0077/0078) | 90.4 | 264.6 | 357.5 | 689
Lot n°05_0077 | Lot n°05 | Lot N° 5 (20 Localités) | HUAWEI | Huawei | Chlef | Tadjena | Bachouiref | Huawei | 36.2842 | 1.1458 | 734 |  | New | yh_0076_0078_rf | 3 | 36.2906 | 1.1349 | Macro 900 3 sectors |  | 900M_S222@GSM_S111@LTE | Directional (A704516R0v06) | 30 | 28 | GF | YES | 1 site->3 villages(0076/0077/0078) | 90.4 | 264.6 | 357.5 | 1207
Lot n°05_0078 | Lot n°05 | Lot N° 5 (20 Localités) | HUAWEI | Huawei | Chlef | Tadjena | Dhar Elmeddah | Huawei | 36.2897 | 1.1233 | 204 |  | New | yh_0076_0078_rf | 3 | 36.2906 | 1.1349 | Macro 900 3 sectors |  | 900M_S222@GSM_S111@LTE | Directional (A704516R0v06) | 30 | 28 | GF | YES | 1 site->3 villages(0076/0077/0078) | 90.4 | 264.6 | 357.5 | 1045
Lot n°05_0079 | Lot n°05 | Lot N° 5 (20 Localités) | HUAWEI | Huawei | Chlef | Tadjena | El Zaaiem | Huawei | 36.2894 | 1.1083 | 225 |  | New | yh_0075_0079_rf | 2 | 36.2729 | 1.1138 | Macro 900 3 sectors |  | 900M_S222@GSM_S111@LTE | Directional (A704516R0v06) | 15 | 19 | RT | YES | 1 site->2 villages(0075/0079) | 92.1 | 212.1 | 332.1 | 1909
Lot n°05_0080 | Lot n°05 | Lot N° 5 (20 Localités) | HUAWEI | Huawei | Chlef | Tadjena | El Douayeh | Huawei | 36.3389 | 1.1139 | 237 |  | New | ql14 | 1 | 36.3417 | 1.1162 | RuralStar |  | RuralStar 900M_O2@GSM_O1@LTE | OMNI( A70VP1100v06) | 12 | 16 | RT | YES | 1 site->1 villages(0080) | 0 |  |  | 374
Lot n°05_0081 | Lot n°05 | Lot N° 5 (20 Localités) | HUAWEI | Huawei | Chlef | Tadjena | El Derrayz | Huawei | 36.3742 | 1.1247 | 262 |  | New | SiteT0003 | 1 | 36.3752 | 1.1306 | RuralLink |  | RuralLink 900M_O2@GSM_S111@LTE | Directional (A704515S0v06) | 30 | 28 | GF | YES | 1 site->1 villages(0081) | 1.1 | 121.1 | 241.1 | 541
Lot n°05_0082 | Lot n°05 | Lot N° 5 (20 Localités) | HUAWEI | Huawei | Chlef | Tadjena | El Yachir | Huawei | 36.3478 | 1.1564 | 800 |  | New | yh_0082_rf | 1 | 36.3484 | 1.1566 | Macro 2100 3 sectors |  | 2100M_S111@UMTS_S111@LTE | Directional (A264518R0v06) | 12 | 16 | RT | YES | 1 site->1 villages(0082) | 115.5 | 186.7 | 246.4 | 67
Lot n°05_0084 | Lot n°05 | Lot N° 5 (20 Localités) | HUAWEI | Huawei | Chlef | Talassa | El Souayria | Huawei | 36.4093 | 1.0629 | 280 |  | New | SiteT0040 | 1 | 36.4056 | 1.0613 | RuralLink |  | RuralLink 900M_O2@GSM_S111@LTE | Directional (A704515S0v06) | 12 | 16 | RT | YES | 1 site->1 villages(0084) | 93.9 | 213.9 | 333.9 | 427
Lot n°06_0086 | Lot n°06 | Lot N° 6 (20 Localités) | HUAWEI | Huawei | Chlef | Ouled Benabdelkader | El Awachria | Huawei | 36.0124 | 1.2901 | 350 |  | New | yh_0086_rf | 1 | 36.0138 | 1.2907 | RuralLink |  | RuralLink 900M_O2@GSM_S111@LTE | Directional (A704515S0v06) | 12 | 16 | RT | YES | 1 site->1 villages(0086) | 30.6 | 150.6 | 270.6 | 158
Lot n°06_0087 | Lot n°06 | Lot N° 6 (20 Localités) | HUAWEI | Huawei | Chlef | Ouled Benabdelkader | Bocaa Elkhoddam | Huawei | 36.0325 | 1.3049 | 508 |  | New | yh_0087_rf | 1 | 36.0365 | 1.3087 | RuralLink |  | RuralLink 900M_O2@GSM_S111@LTE | Directional (A704515S0v06) | 12 | 16 | RT | YES | 1 site->1 villages(0087) | 57.5 | 177.5 | 297.5 | 564
Lot n°06_0090 | Lot n°06 | Lot N° 6 (20 Localités) | HUAWEI | Huawei | Chlef | Ouled Benabdelkader | El Adjayel | Huawei | 35.9905 | 1.298 | 317 |  | New | yh_0111_0090_rf | 2 | 36.0006 | 1.313 | Macro 900 3 sectors |  | 900M_S222@GSM_S111@LTE | Directional (A704516R0v06) | 15 | 19 | RT | YES | 1 site->2 villages(0090/0111) | 11.4 | 131.4 | 251.4 | 1757
Lot n°06_0091 | Lot n°06 | Lot N° 6 (20 Localités) | HUAWEI | Huawei | Chlef | Ouled Benabdelkader | El Brahmia | Huawei | 35.9869 | 1.3169 | 184 |  | New | yh_0015_0091_0110_rf | 2 | 35.9849 | 1.3311 | Macro 900 3 sectors |  | 900M_S222@GSM_S111@LTE | Directional (A704516R0v06) | 18 | 22 | RT | YES | 1 site->2 villages(0091/0110) | 15.5 | 111 | 280 | 1298
Lot n°06_0092 | Lot n°06 | Lot N° 6 (20 Localités) | HUAWEI | Huawei | Chlef | Ouled Benabdelkader | El Mhamdia | Huawei | 35.9513 | 1.3936 | 195 |  | New | SiteT0002 | 1 | 35.9491 | 1.3978 | RuralStar |  | RuralStar 900M_O2@GSM_O1@LTE | OMNI( A70VP1100v06) | 30 | 28 | GF | YES | 1 site->1 villages(0092) | 0 |  |  | 449
Lot n°06_0093 | Lot n°06 | Lot N° 6 (20 Localités) | HUAWEI | Huawei | Chlef | Ouled Benabdelkader | Houwara | Huawei | 35.9406 | 1.3289 | 84 |  | New | SiteT0044 | 1 | 35.9392 | 1.3322 | RuralStar |  | RuralStar 900M_O2@GSM_O1@LTE | OMNI( A70VP1100v06) | 12 | 16 | RT | YES | 1 site->1 villages(0093) | 0 |  |  | 341
Lot n°06_0095 | Lot n°06 | Lot N° 6 (20 Localités) | HUAWEI | Huawei | Chlef | Ouled Farès | Elhegaf | Huawei | 36.2985 | 1.1849 | 480 |  | New | SiteT0046 | 2 | 36.3055 | 1.1916 | Macro 900 3 sectors |  | 900M_S222@GSM_S111@LTE | Directional (A704516R0v06) | 12 | 16 | RT | YES | 1 site->2 villages(0095/0156) | 351.6 | 111.6 | 231.6 | 982
Lot n°06_0096 | Lot n°06 | Lot N° 6 (20 Localités) | HUAWEI | Huawei | Chlef | Ouled Farès | El Saidiya | Huawei | 36.1861 | 1.1823 | 1900 |  | New | ql22 | 1 | 36.186 | 1.1819 | Macro 2100 3 sectors |  | 2100M_S111@UMTS_S111@LTE | Directional (A264518R0v06) | 12 | 16 | RT | YES | 1 site->1 villages(0096) | 338.4 | 80.3 | 284.9 | 38
Lot n°06_0097 | Lot n°06 | Lot N° 6 (20 Localités) | HUAWEI | Huawei | Chlef | Ouled Farès | Eldjoualil | Huawei | 36.2258 | 1.1397 | 400 |  | New | SiteT0047 | 1 | 36.2261 | 1.1398 | RuralLink |  | RuralLink 900M_O2@GSM_S111@LTE | Directional (A704515S0v06) | 12 | 16 | RT | YES | 1 site->1 villages(0097) | 77.8 | 197.8 | 317.8 | 39
Lot n°06_0098 | Lot n°06 | Lot N° 6 (20 Localités) | HUAWEI | Huawei | Chlef | Ouled Farès | Ouled Ben Arbiya | Huawei | 36.2952 | 1.2794 | 662 |  | New | SiteT0048 | 1 | 36.299 | 1.2858 | Macro 900 3 sectors |  | 900M_S222@GSM_S111@LTE | Directional (A704516R0v06) | 12 | 16 | RT | YES | 1 site->1 villages(0098) | 314.2 | 35.9 | 226.4 | 714
Lot n°06_0099 | Lot n°06 | Lot N° 6 (20 Localités) | HUAWEI | Huawei | Chlef | Ouled Farès | Ouled Elhadj Kadour | Huawei | 36.2479 | 1.2815 | 706 |  | New | yh_0099_rf | 1 | 36.2481 | 1.2852 | Macro 900 3 sectors |  | 900M_S222@GSM_S111@LTE | Directional (A704516R0v06) | 6 | 10 | RT | YES | 1 site->1 villages(0099) | 235.4 | 124.2 | 188.9 | 329
Lot n°06_0101 | Lot n°06 | Lot N° 6 (20 Localités) | HUAWEI | Huawei | Chlef | Oum Drou | El Mnasria | Huawei | 36.1707 | 1.446 | 1305 |  | New | ql34 | 1 | 36.1712 | 1.4456 | Macro 2100 3 sectors |  | 2100M_S111@UMTS_S111@LTE | Directional (A264518R0v06) | 12 | 16 | RT | YES | 1 site->1 villages(0101) | 327.5 | 97 | 260.1 | 72
Lot n°06_0102 | Lot n°06 | Lot N° 6 (20 Localités) | HUAWEI | Huawei | Chlef | Oum Drou | Ouled Ben Youcef | Huawei | 36.2382 | 1.4578 | 470 |  | New | ql05 | 1 | 36.2402 | 1.4565 | RuralLink |  | RuralLink 900M_O2@GSM_S111@LTE | Directional (A704515S0v06) | 12 | 16 | RT | YES | 1 site->1 villages(0102) | 42.7 | 162.7 | 282.7 | 242
Lot n°06_0104 | Lot n°06 | Lot N° 6 (20 Localités) | HUAWEI | Huawei | Chlef | Sendjas | Elnehala | Huawei | 36.0811 | 1.2889 | 253 |  | New | SiteT0034 | 1 | 36.0801 | 1.2954 | RuralLink |  | RuralLink 900M_O2@GSM_S111@LTE | Directional (A704515S0v06) | 30 | 28 | GF | YES | 1 site->1 villages(0104) | 14.5 | 134.5 | 254.5 | 598
Lot n°07_0106 | Lot n°07 | Lot N° 7 (19 Localités) | HUAWEI | Huawei | Chlef | Dahra | Soufi | Huawei | 36.3194 | 0.81831 | 211 |  | New | SiteT0011 | 1 | 36.3194 | 0.81782 | RuralStar |  | RuralStar 900M_O2@GSM_O1@LTE | OMNI( A70VP1100v06) | 12 | 16 | RT | YES | 1 site->1 villages(0106) | 0 |  |  | 44
Lot n°07_0107 | Lot n°07 | Lot N° 7 (19 Localités) | HUAWEI | Huawei | Chlef | Dahra | El Karia | Huawei | 36.2389 | 0.70306 | 559 |  | New | SiteT0008 | 1 | 36.2395 | 0.69647 | RuralLink |  | RuralLink 900M_O2@GSM_S111@LTE | Directional (A704515S0v06) | 12 | 16 | RT | YES | 1 site->1 villages(0107) | 68.6 | 188.6 | 308.6 | 594
Lot n°07_0108 | Lot n°07 | Lot N° 7 (19 Localités) | HUAWEI | Huawei | Chlef | Dahra | Ouled El Chikh | Huawei | 36.2617 | 0.73722 | 993 |  | New | SiteT0007 | 1 | 36.26 | 0.74212 | Macro 2100 3 sectors |  | 2100M_S111@UMTS_S111@LTE | Directional (A264518R0v06) | 12 | 16 | RT | YES | 1 site->1 villages(0108) | 17.6 | 109.8 | 263.6 | 476
Lot n°07_0109 | Lot n°07 | Lot N° 7 (19 Localités) | HUAWEI | Huawei | Chlef | El Hadjadj | El Boualia | Huawei | 35.9942 | 1.4508 | 300 |  | New | yh_0109_rf | 1 | 36.0024 | 1.4506 | RuralLink |  | RuralLink 900M_O2@GSM_S111@LTE | Directional (A704515S0v06) | 12 | 16 | RT | YES | 1 site->1 villages(0109) | 58.4 | 178.4 | 298.4 | 917
Lot n°07_0110 | Lot n°07 | Lot N° 7 (19 Localités) | HUAWEI | Huawei | Chlef | El Hadjadj | El Chouaref | Huawei | 35.9822 | 1.3396 | 355 |  | New | yh_0015_0091_0110_rf | 2 | 35.9849 | 1.3311 | Macro 900 3 sectors |  | 900M_S222@GSM_S111@LTE | Directional (A704516R0v06) | 18 | 22 | RT | YES | 1 site->2 villages(0091/0110) | 15.5 | 111 | 280 | 825
Lot n°07_0111 | Lot n°07 | Lot N° 7 (19 Localités) | HUAWEI | Huawei | Chlef | El Hadjadj | El Brahmia | Huawei | 35.9998 | 1.3102 | 794 |  | New | yh_0111_0090_rf | 2 | 36.0006 | 1.313 | Macro 900 3 sectors |  | 900M_S222@GSM_S111@LTE | Directional (A704516R0v06) | 15 | 19 | RT | YES | 1 site->2 villages(0090/0111) | 11.4 | 131.4 | 251.4 | 261
Lot n°07_0112 | Lot n°07 | Lot N° 7 (19 Localités) | HUAWEI | Huawei | Chlef | El Hadjadj | Ouled Yahya | Huawei | 35.9961 | 1.3317 | 910 |  | New | yh_0112_rf | 1 | 35.9952 | 1.3371 | Macro 2100 3 sectors |  | 2100M_S111@UMTS_S111@LTE | Directional (A264518R0v06) | 12 | 16 | RT | YES | 1 site->1 villages(0112) | 195.9 | 242 | 301.2 | 495
Lot n°07_0113 | Lot n°07 | Lot N° 7 (19 Localités) | HUAWEI | Huawei | Chlef | El Hadjadj | Ouled Boukhteche | Huawei | 36.0118 | 1.3412 | 207 |  | New | yh_0113_rf | 1 | 36.0087 | 1.3362 | RuralStar |  | RuralStar 900M_O2@GSM_O1@LTE | OMNI( A70VP1100v06) | 6 | 10 | RT | YES | 1 site->1 villages(0113) | 0 |  |  | 565
Lot n°07_0115 | Lot n°07 | Lot N° 7 (19 Localités) | HUAWEI | Huawei | Chlef | El Hadjadj | El Cheragha | Huawei | 35.9869 | 1.3148 | 310 |  | New | SiteT0001 | 1 | 35.9847 | 1.3103 | RuralLink |  | RuralLink 900M_O2@GSM_S111@LTE | Directional (A704515S0v06) | 12 | 16 | RT | YES | 1 site->1 villages(0115) | 86 | 206 | 326 | 474
Lot n°07_0116 | Lot n°07 | Lot N° 7 (19 Localités) | HUAWEI | Huawei | Chlef | El Hadjadj | El Dhamnia | Huawei | 35.9983 | 1.4159 | 320 |  | New | yh_0116_rf | 1 | 36.0032 | 1.4201 | RuralLink |  | RuralLink 900M_O2@GSM_S111@LTE | Directional (A704515S0v06) | 12 | 16 | RT | YES | 1 site->1 villages(0116) | 19.3 | 139.3 | 259.3 | 662
Lot n°07_0117 | Lot n°07 | Lot N° 7 (19 Localités) | HUAWEI | Huawei | Chlef | El Hadjadj | El Hematcha | Huawei | 36.0176 | 1.3544 | 436 |  | New | yh_0117_0120_rf | 2 | 36.0125 | 1.3607 | Macro 900 3 sectors |  | 900M_S222@GSM_S111@LTE | Directional (A704516R0v06) | 9 | 13 | RT | YES | 1 site->2 villages(0117/0120) | 315 | 76.9 | 198.7 | 794
Lot n°07_0119 | Lot n°07 | Lot N° 7 (19 Localités) | HUAWEI | Huawei | Chlef | El Hadjadj | El Abayeche | Huawei | 36.0493 | 1.3371 | 256 |  | New | SiteT0055 | 1 | 36.0523 | 1.3461 | RuralLink |  | RuralLink 900M_O2@GSM_S111@LTE | Directional (A704515S0v06) | 12 | 16 | RT | YES | 1 site->1 villages(0119) | 36 | 156 | 276 | 875
Lot n°07_0120 | Lot n°07 | Lot N° 7 (19 Localités) | HUAWEI | Huawei | Chlef | El Hadjadj | Hay 150 Logements | Huawei | 36.012 | 1.3605 | 580 |  | New | yh_0117_0120_rf | 2 | 36.0125 | 1.3607 | Macro 900 3 sectors |  | 900M_S222@GSM_S111@LTE | Directional (A704516R0v06) | 9 | 13 | RT | YES | 1 site->2 villages(0117/0120) | 315 | 76.9 | 198.7 | 61
Lot n°07_0121 | Lot n°07 | Lot N° 7 (19 Localités) | HUAWEI | Huawei | Chlef | El Karimia | Elhedado | Huawei | 36.054 | 1.537 | 270 |  | New | SiteT0056 | 1 | 36.0617 | 1.5399 | RuralLink |  | RuralLink 900M_O2@GSM_S111@LTE | Directional (A704515S0v06) | 12 | 16 | RT | YES | 1 site->1 villages(0121) | 89.6 | 209.6 | 329.6 | 890
Lot n°07_0122 | Lot n°07 | Lot N° 7 (19 Localités) | HUAWEI | Huawei | Chlef | El Karimia | El Berrarcha | Huawei | 36.1363 | 1.5729 | 833 |  | New | CORR_0122_900_RF | 1 | 36.1415 | 1.5756 | Macro 2100 3 sectors |  | 2100M_S111@UMTS_S111@LTE | Directional (A264518R0v06) | 12 | 16 | RT | YES | 1 site->1 villages(0122) | 102.5 | 245.1 | 339.1 | 624
Lot n°08_0125 | Lot n°08 | Lot N° 8 ( 19Localités) | HUAWEI | Huawei | Chlef | Abou El Hassan | Tafraout | Huawei | 36.444 | 1.1763 | 821 |  | New | SiteT0058 | 2 | 36.444 | 1.1762 | Macro 900 3 sectors |  | 900M_S222@GSM_S111@LTE | Directional (A704516R0v06) | 12 | 16 | RT | YES | 1 site->2 villages(0125/0126) | 337.8 | 124.2 | 191.3 | 11
Lot n°08_0126 | Lot n°08 | Lot N° 8 ( 19Localités) | HUAWEI | Huawei | Chlef | Abou El Hassan | El Bsailya | Huawei | 36.4414 | 1.1755 | 421 |  | New | SiteT0058 | 2 | 36.444 | 1.1762 | Macro 900 3 sectors |  | 900M_S222@GSM_S111@LTE | Directional (A704516R0v06) | 12 | 16 | RT | YES | 1 site->2 villages(0125/0126) | 337.8 | 124.2 | 191.3 | 292
Lot n°08_0129 | Lot n°08 | Lot N° 8 ( 19Localités) | HUAWEI | Huawei | Chlef | Harchoun | El Kouadjil | Huawei | 36.0924 | 1.4579 | 350 |  | New | SiteT0060 | 1 | 36.0888 | 1.4489 | RuralLink |  | RuralLink 900M_O2@GSM_S111@LTE | Directional (A704515S0v06) | 30 | 28 | GF | YES | 1 site->1 villages(0129) | 51.6 | 171.6 | 291.6 | 903
Lot n°08_0130 | Lot n°08 | Lot N° 8 ( 19Localités) | HUAWEI | Huawei | Chlef | Harchoun | El Khodhr | Huawei | 36.0856 | 1.5086 | 300 |  | New | SiteT0061 | 1 | 36.0857 | 1.5078 | RuralLink |  | RuralLink 900M_O2@GSM_S111@LTE | Directional (A704515S0v06) | 12 | 16 | RT | YES | 1 site->1 villages(0130) | 34.8 | 154.8 | 274.8 | 75
Lot n°08_0131 | Lot n°08 | Lot N° 8 ( 19Localités) | HUAWEI | Huawei | Chlef | Herenfa | Ouled Miloudi | Huawei | 36.2255 | 1.0343 | 159 |  | New | SiteT0062 | 2 | 36.2202 | 1.0345 | Macro 900 3 sectors |  | 900M_S222@GSM_S111@LTE | Directional (A704516R0v06) | 12 | 16 | RT | YES | 1 site->2 villages(0131/0133) | 358.7 | 118.7 | 238.7 | 592
Lot n°08_0133 | Lot n°08 | Lot N° 8 ( 19Localités) | HUAWEI | Huawei | Chlef | Herenfa | Elatamnia02 | Huawei | 36.2318 | 1.0279 | 159 |  | New | SiteT0062 | 2 | 36.2202 | 1.0345 | Macro 900 3 sectors |  | 900M_S222@GSM_S111@LTE | Directional (A704516R0v06) | 12 | 16 | RT | YES | 1 site->2 villages(0131/0133) | 358.7 | 118.7 | 238.7 | 1422
Lot n°08_0134 | Lot n°08 | Lot N° 8 ( 19Localités) | HUAWEI | Huawei | Chlef | Herenfa | Ain Hamna | Huawei | 36.2634 | 1.0309 | 346 |  | New | SiteT0009 | 1 | 36.2634 | 1.031 | RuralLink |  | RuralLink 900M_O2@GSM_S111@LTE | Directional (A704515S0v06) | 12 | 16 | RT | YES | 1 site->1 villages(0134) | 26.3 | 146.3 | 266.3 | 10
Lot n°08_0135 | Lot n°08 | Lot N° 8 ( 19Localités) | HUAWEI | Huawei | Chlef | Herenfa | Ouled Elhadje | Huawei | 36.2642 | 1.0765 | 329 |  | New | SiteT0063 | 1 | 36.2642 | 1.0769 | RuralLink |  | RuralLink 900M_O2@GSM_S111@LTE | Directional (A704515S0v06) | 12 | 16 | RT | YES | 1 site->1 villages(0135) | 1.9 | 121.9 | 241.9 | 36
Lot n°08_0136 | Lot n°08 | Lot N° 8 ( 19Localités) | HUAWEI | Huawei | Chlef | Herenfa | Elayaida | Huawei | 36.2129 | 1.0635 | 253 |  | New | SiteT0064 | 1 | 36.2135 | 1.0647 | RuralLink |  | RuralLink 900M_O2@GSM_S111@LTE | Directional (A704515S0v06) | 12 | 16 | RT | YES | 1 site->1 villages(0136) | 119 | 239 | 359 | 124
Lot n°08_0137 | Lot n°08 | Lot N° 8 ( 19Localités) | HUAWEI | Huawei | Chlef | Labiod Medjadja | Azouzen | Huawei | 36.2792 | 1.46 | 1322 |  | New | yh_0137_0138_rf | 2 | 36.2789 | 1.4583 | Macro 900 3 sectors |  | 900M_S222@GSM_S111@LTE | Directional (A704516R0v06) | 30 | 28 | GF | YES | 1 site->2 villages(0137/0138) | 79.9 | 242.1 | 341 | 149
Lot n°08_0138 | Lot n°08 | Lot N° 8 ( 19Localités) | HUAWEI | Huawei | Chlef | Labiod Medjadja | Ouled Bouzaght | Huawei | 36.2734 | 1.4454 | 643 |  | New | yh_0137_0138_rf | 2 | 36.2789 | 1.4583 | Macro 900 3 sectors |  | 900M_S222@GSM_S111@LTE | Directional (A704516R0v06) | 30 | 28 | GF | YES | 1 site->2 villages(0137/0138) | 79.9 | 242.1 | 341 | 1310
Lot n°08_0139 | Lot n°08 | Lot N° 8 ( 19Localités) | HUAWEI | Huawei | Chlef | Labiod Medjadja | Ahl Chaoui | Huawei | 36.2761 | 1.4264 | 918 |  | New | yh_0139_rf | 1 | 36.2773 | 1.4322 | Macro 2100 3 sectors |  | 2100M_S111@UMTS_S111@LTE | Directional (A264518R0v06) | 12 | 16 | RT | YES | 1 site->1 villages(0139) | 142.2 | 212.7 | 276.8 | 538
Lot n°08_0140 | Lot n°08 | Lot N° 8 ( 19Localités) | HUAWEI | Huawei | Chlef | Labiod Medjadja | El Modon | Huawei | 36.2662 | 1.362 | 300 |  | New | SiteT0066 | 1 | 36.2706 | 1.3704 | RuralLink |  | RuralLink 900M_O2@GSM_S111@LTE | Directional (A704515S0v06) | 12 | 16 | RT | YES | 1 site->1 villages(0140) | 1 | 121 | 241 | 888
Lot n°08_0141 | Lot n°08 | Lot N° 8 ( 19Localités) | HUAWEI | Huawei | Chlef | Labiod Medjadja | Ouled Ben Chebra | Huawei | 36.2363 | 1.3622 | 900 |  | New | ql28 | 1 | 36.2364 | 1.3621 | Macro 2100 3 sectors |  | 2100M_S111@UMTS_S111@LTE | Directional (A264518R0v06) | 12 | 16 | RT | YES | 1 site->1 villages(0141) | 64.7 | 169 | 288.1 | 24
Lot n°08_0142 | Lot n°08 | Lot N° 8 ( 19Localités) | HUAWEI | Huawei | Chlef | Oued Goussine | Khettar | Huawei | 36.4771 | 1.4794 | 500 |  | New | ly08_0142 | 2 | 36.4709 | 1.4852 | Macro 900 3 sectors |  | 900M_S222@GSM_S111@LTE | Directional (A704516R0v06) | 12 | 16 | RT | YES | 1 site->2 villages(0043/0142) | 103 | 212.9 | 322.7 | 863
Lot n°08_0143 | Lot n°08 | Lot N° 8 ( 19Localités) | HUAWEI | Huawei | Chlef | Oued Goussine | El Doumia | Huawei | 36.5252 | 1.5129 | 440 |  | New | SiteT0068 | 1 | 36.5254 | 1.5133 | RuralLink |  | RuralLink 900M_O2@GSM_S111@LTE | Directional (A704515S0v06) | 30 | 28 | GF | YES | 1 site->1 villages(0143) | 7.6 | 127.6 | 247.6 | 38
Lot n°09_0145 | Lot n°09 | Lot N°9 (19 Localités) | HUAWEI | Huawei | Chlef | Béni Rached | Hbaza | Huawei | 36.311 | 1.5124 | 300 |  | New | CORR_0145_900_RF | 1 | 36.311 | 1.5131 | RuralLink |  | RuralLink 900M_O2@GSM_S111@LTE | Directional (A704515S0v06) | 12 | 16 | RT | YES | 1 site->1 villages(0145) | 21.2 | 141.2 | 261.2 | 63
Lot n°09_0147 | Lot n°09 | Lot N°9 (19 Localités) | HUAWEI | Huawei | Chlef | Béni Rached | Melka 2 | Huawei | 36.2597 | 1.5701 | 940 |  | New | SiteT0071 | 1 | 36.2598 | 1.5698 | Macro 2100 3 sectors |  | 2100M_S111@UMTS_S111@LTE | Directional (A264518R0v06) | 12 | 16 | RT | YES | 1 site->1 villages(0147) | 342.3 | 116.3 | 288 | 27
Lot n°09_0148 | Lot n°09 | Lot N°9 (19 Localités) | HUAWEI | Huawei | Chlef | Béni Rached | El Chehairia | Huawei | 36.3255 | 1.4736 | 810 |  | New | yh_0148_rf | 1 | 36.329 | 1.4669 | Macro 2100 3 sectors |  | 2100M_S111@UMTS_S111@LTE | Directional (A264518R0v06) | 12 | 16 | RT | YES | 1 site->1 villages(0148) | 86.3 | 254.4 | 33.6 | 720
Lot n°09_0150 | Lot n°09 | Lot N°9 (19 Localités) | HUAWEI | Huawei | Chlef | Béni Rached | Ouled Abdeli | Huawei | 36.3304 | 1.4926 | 290 |  | New | yh_0148_0150_rf | 1 | 36.3357 | 1.4976 | RuralLink |  | RuralLink 900M_O2@GSM_S111@LTE | Directional (A704515S0v06) | 9 | 13 | RT | YES | 1 site->1 villages(0150) | 76.5 | 196.5 | 316.5 | 738
Lot n°09_0151 | Lot n°09 | Lot N°9 (19 Localités) | HUAWEI | Huawei | Chlef | Boukadir | El Khlayef | Huawei | 36.0656 | 1.0401 | 1572 |  | New | yh_0151_rf | 1 | 36.0738 | 1.0389 | Macro 2100 3 sectors |  | 2100M_S111@UMTS_S111@LTE | Directional (A264518R0v06) | 12 | 16 | RT | YES | 1 site->1 villages(0151) | 18.2 | 108 | 153 | 921
Lot n°09_0152 | Lot n°09 | Lot N°9 (19 Localités) | HUAWEI | Huawei | Chlef | Bouzeghaïa | Sidi Ali | Huawei | 36.3663 | 1.2899 | 300 |  | New | SiteT0023 | 3 | 36.3605 | 1.3061 | Macro 900 3 sectors |  | 900M_S222@GSM_S111@LTE | Directional (A704516R0v06) | 12 | 16 | RT | YES | 1 site->3 villages(0152/0153/0154) | 294.4 | 148.4 | 197.4 | 1585
Lot n°09_0153 | Lot n°09 | Lot N°9 (19 Localités) | HUAWEI | Huawei | Chlef | Bouzeghaïa | El Djaafrya | Huawei | 36.3563 | 1.3092 | 245 |  | New | SiteT0023 | 3 | 36.3605 | 1.3061 | Macro 900 3 sectors |  | 900M_S222@GSM_S111@LTE | Directional (A704516R0v06) | 12 | 16 | RT | YES | 1 site->3 villages(0152/0153/0154) | 294.4 | 148.4 | 197.4 | 540
Lot n°09_0154 | Lot n°09 | Lot N°9 (19 Localités) | HUAWEI | Huawei | Chlef | Bouzeghaïa | Ain Bidha | Huawei | 36.3404 | 1.2982 | 1106 |  | New | SiteT0023 | 3 | 36.3605 | 1.3061 | Macro 900 3 sectors |  | 900M_S222@GSM_S111@LTE | Directional (A704516R0v06) | 12 | 16 | RT | YES | 1 site->3 villages(0152/0153/0154) | 294.4 | 148.4 | 197.4 | 2337
Lot n°09_0156 | Lot n°09 | Lot N°9 (19 Localités) | HUAWEI | Huawei | Chlef | Bouzeghaïa | El Hmaid | Huawei | 36.3051 | 1.1909 | 572 |  | New | SiteT0046 | 2 | 36.3055 | 1.1916 | Macro 900 3 sectors |  | 900M_S222@GSM_S111@LTE | Directional (A704516R0v06) | 12 | 16 | RT | YES | 1 site->2 villages(0095/0156) | 351.6 | 111.6 | 231.6 | 72
Lot n°09_0157 | Lot n°09 | Lot N°9 (19 Localités) | HUAWEI | Huawei | Chlef | Breïra | Bzakria | Huawei | 36.406 | 1.5587 | 200 |  | New | SiteT0076 | 1 | 36.4073 | 1.5592 | RuralStar |  | RuralStar 900M_O2@GSM_O1@LTE | OMNI( A70VP1100v06) | 12 | 16 | RT | YES | 1 site->1 villages(0157) | 0 |  |  | 152
Lot n°09_0159 | Lot n°09 | Lot N°9 (19 Localités) | HUAWEI | Huawei | Chlef | Breïra | El Kassr | Huawei | 36.4306 | 1.5984 | 300 |  | New | SiteT0078 | 3 | 36.4292 | 1.5991 | Macro 900 3 sectors |  | 900M_S222@GSM_S111@LTE | Directional (A704516R0v06) | 30 | 28 | GF | YES | 1 site->3 villages(0159/2690/2691) | 338.8 | 162.1 | 218.5 | 164
Lot n°100_1763 | Lot N°100 | Lot N°100(15Localités) | HUAWEI | Huawei | Mostaganem | Sirat | Khodam | Huawei | 35.7742 | 0.15211 | 1809 |  | New | ql11 | 2 | 35.7743 | 0.14465 | Macro 900 3 sectors |  | 900M_S222@GSM_S111@LTE | Directional (A704516R0v06) | 12 | 16 | RT | YES | 1 site->2 villages(1763/1764) | 270.6 | 91 | 0.8 | 674
Lot n°100_1764 | Lot N°100 | Lot N°100(15Localités) | HUAWEI | Huawei | Mostaganem | Sirat | Zorg | Huawei | 35.7743 | 0.13858 | 1625 |  | New | ql11 | 2 | 35.7743 | 0.14465 | Macro 900 3 sectors |  | 900M_S222@GSM_S111@LTE | Directional (A704516R0v06) | 12 | 16 | RT | YES | 1 site->2 villages(1763/1764) | 270.6 | 91 | 0.8 | 547
Lot n°100_1766 | Lot N°100 | Lot N°100(15Localités) | HUAWEI | Huawei | Mostaganem | Souaflia | Lahouadj | Huawei | 35.8763 | 0.29628 | 900 |  | New | lyh777 | 1 | 35.877 | 0.29055 | Macro 2100 3 sectors |  | 2100M_S111@UMTS_S111@LTE | Directional (A264518R0v06) | 12 | 16 | RT | YES | 1 site->1 villages(1766) | 5.7 | 112.4 | 300.5 | 523
Lot n°100_1769 | Lot N°100 | Lot N°100(15Localités) | HUAWEI | Huawei | Mostaganem | Tazgaït | Trachnia | Huawei | 36.1703 | 0.54138 | 610 |  | New | lyh_401 | 3 | 36.1704 | 0.54154 | Macro 900 3 sectors |  | 900M_S222@GSM_S111@LTE | Directional (A704516R0v06) | 30 | 28 | GF | YES | 1 site->3 villages(1769/1770/1758) | 39.3 | 146.1 | 252.8 | 15
Lot n°100_1770 | Lot N°100 | Lot N°100(15Localités) | HUAWEI | Huawei | Mostaganem | Tazgaït | Amarich Nord | Huawei | 36.182 | 0.55333 | 689 |  | New | lyh_401 | 3 | 36.1704 | 0.54154 | Macro 900 3 sectors |  | 900M_S222@GSM_S111@LTE | Directional (A704516R0v06) | 30 | 28 | GF | YES | 1 site->3 villages(1769/1770/1758) | 39.3 | 146.1 | 252.8 | 1673
Lot n°100_1771 | Lot N°100 | Lot N°100(15Localités) | HUAWEI | Huawei | Mostaganem | Tazgaït | Sidi Abdelkader | Huawei | 36.1527 | 0.51118 | 650 |  | New | ly100_1771 | 1 | 36.1518 | 0.51055 | Macro 900 3 sectors |  | 900M_S222@GSM_S111@LTE | Directional (A704516R0v06) | 6 | 10 | RT | YES | 1 site->1 villages(1771) | 271.1 | 88.1 | 223.9 | 117
Lot n°100_1773 | Lot N°100 | Lot N°100(15Localités) | HUAWEI | Huawei | Mostaganem | Safsaf | Mekahlia | Huawei | 35.877 | 0.43233 | 1220 |  | New | lyh_888 | 1 | 35.87 | 0.43473 | Macro 2100 3 sectors |  | 2100M_S111@UMTS_S111@LTE | Directional (A264518R0v06) | 30 | 28 | GF | YES | 1 site->1 villages(1773) | 7.1 | 151.7 | 296.3 | 807
Lot n°100_1775 | Lot N°100 | Lot N°100(15Localités) | HUAWEI | Huawei | Mostaganem | Aïn Boudinar | Oued Kadour | Huawei | 35.9936 | 0.22903 | 750 |  | New | Site7 | 2 | 35.9914 | 0.21506 | Macro 900 3 sectors |  | 900M_S222@GSM_S111@LTE | Directional (A704516R0v06) | 24 | 22 | GF | YES | 1 site->2 villages(1775/1715) | 328.8 | 78.6 | 218.9 | 1281
Lot n°100_1776 | Lot N°100 | Lot N°100(15Localités) | HUAWEI | Huawei | Mostaganem | Stidia | Kraimia | Huawei | 35.8236 | 0.027333 | 1178 |  | New | Site1 | 1 | 35.824 | 0.027292 | Macro 2100 3 sectors |  | 2100M_S111@UMTS_S111@LTE | Directional (A264518R0v06) | 12 | 16 | RT | YES | 1 site->1 villages(1776) | 175.2 | 2 | 253 | 45
Lot n°113_1966 | Lot N°113 | Lot N°113(20localités) | HUAWEI | Nokia | Bordj Bou Arréridj | Aïn Taghrout | Ouled Mousli | Djezzy | 36.1119 | 5.1262 | 380 |  | New | SiteTB0002 | 1 | 36.1072 | 5.1197 | RuralLink |  | RuralLink 900M_O2@GSM_S111@LTE | Directional (A704515S0v06) | 12 | 16 | RT | YES | 1 site->1 villages(1966) | 65.5 | 185.5 | 305.5 | 775
Lot n°113_1967 | Lot N°113 | Lot N°113(20localités) | HUAWEI | Nokia | Bordj Bou Arréridj | Aïn Taghrout | El Gaa | Djezzy | 36.179 | 5.1297 | 270 |  | New | ly1967 | 1 | 36.1792 | 5.1299 | RuralLink |  | RuralLink 900M_O2@GSM_S111@LTE | Directional (A704515S0v06) | 12 | 16 | RT | YES | 1 site->1 villages(1967) | 6.8 | 126.8 | 246.8 | 27
Lot n°113_1968 | Lot N°113 | Lot N°113(20localités) | HUAWEI | Nokia | Bordj Bou Arréridj | Aïn Taghrout | Laouinet | Djezzy | 36.161 | 5.1105 | 752 |  | New | SiteTB0001 | 2 | 36.1581 | 5.1062 | Macro 900 3 sectors |  | 900M_S222@GSM_S111@LTE | Directional (A704516R0v06) | 30 | 28 | GF | YES | 1 site->2 villages(1968/1969) | 49.6 | 160.6 | 285.1 | 498
Lot n°113_1969 | Lot N°113 | Lot N°113(20localités) | HUAWEI | Nokia | Bordj Bou Arréridj | Aïn Taghrout | El Jouaher | Djezzy | 36.1506 | 5.1095 | 330 |  | New | SiteTB0001 | 2 | 36.1581 | 5.1062 | Macro 900 3 sectors |  | 900M_S222@GSM_S111@LTE | Directional (A704516R0v06) | 30 | 28 | GF | YES | 1 site->2 villages(1968/1969) | 49.6 | 160.6 | 285.1 | 880
Lot n°113_1970 | Lot N°113 | Lot N°113(20localités) | HUAWEI | Nokia | Bordj Bou Arréridj | Belimour | Bent Ouhida | Djezzy | 35.9598 | 4.8943 | 349 |  | New | SiteTB0003 | 3 | 35.9587 | 4.9068 | Macro 900 3 sectors |  | 900M_S222@GSM_S111@LTE | Directional (A704516R0v06) | 12 | 16 | RT | YES | 1 site->3 villages(1970/1971/1972) | 330.9 | 65.3 | 236.4 | 1127
Lot n°113_1971 | Lot N°113 | Lot N°113(20localités) | HUAWEI | Nokia | Bordj Bou Arréridj | Belimour | Laataoua | Djezzy | 35.9628 | 4.9177 | 280 |  | New | SiteTB0003 | 3 | 35.9587 | 4.9068 | Macro 900 3 sectors |  | 900M_S222@GSM_S111@LTE | Directional (A704516R0v06) | 12 | 16 | RT | YES | 1 site->3 villages(1970/1971/1972) | 330.9 | 65.3 | 236.4 | 1081
Lot n°113_1972 | Lot N°113 | Lot N°113(20localités) | HUAWEI | Nokia | Bordj Bou Arréridj | Belimour | El Safia | Djezzy | 35.9548 | 4.8995 | 283 |  | New | SiteTB0003 | 3 | 35.9587 | 4.9068 | Macro 900 3 sectors |  | 900M_S222@GSM_S111@LTE | Directional (A704516R0v06) | 12 | 16 | RT | YES | 1 site->3 villages(1970/1971/1972) | 330.9 | 65.3 | 236.4 | 785
Lot n°113_1973 | Lot N°113 | Lot N°113(20localités) | HUAWEI | Nokia | Bordj Bou Arréridj | Ben Daoud | El Ayoun | Djezzy | 36.0487 | 4.1236 | 580 |  | New | multigps_SiteTB0004_36.040479_4.111389 | 2 | 36.0405 | 4.1114 | Macro 900 3 sectors |  | 900M_S222@GSM_S111@LTE | Directional (A704516R0v06) | 30 | 28 | GF | YES | 1 site->2 villages(1973/1975) | 50.5 | 140.5 | 230.5 | 1429
Lot n°113_1974 | Lot N°113 | Lot N°113(20localités) | HUAWEI | Nokia | Bordj Bou Arréridj | Ben Daoud | Ouled Zid | Djezzy | 36.0395 | 4.2152 | 523 |  | New | SiteTB0005 | 1 | 36.0311 | 4.2172 | RuralLink |  | RuralLink 900M_O2@GSM_S111@LTE | Directional (A704515S0v06) | 18 | 16 | GF | YES | 1 site->1 villages(1974) | 72.6 | 192.6 | 312.6 | 949
Lot n°113_1975 | Lot N°113 | Lot N°113(20localités) | HUAWEI | Nokia | Bordj Bou Arréridj | Ben Daoud | El Hammam | Djezzy | 36.0323 | 4.0991 | 264 |  | New | multigps_SiteTB0004_36.040479_4.111389 | 2 | 36.0405 | 4.1114 | Macro 900 3 sectors |  | 900M_S222@GSM_S111@LTE | Directional (A704516R0v06) | 30 | 28 | GF | YES | 1 site->2 villages(1973/1975) | 50.5 | 140.5 | 230.5 | 1429
Lot n°113_1976 | Lot N°113 | Lot N°113(20localités) | HUAWEI | Nokia | Bordj Bou Arréridj | Ben Daoud | El Kassabya | Djezzy | 36.0847 | 4.1237 | 934 |  | New | multigps_SiteTB0006_36.077037_4.11536 | 1 | 36.0815 | 4.1206 | Macro 2100 3 sectors |  | 2100M_S111@UMTS_S111@LTE | Directional (A264518R0v06) | 12 | 16 | RT | YES | 1 site->1 villages(1976) | 329.5 | 40 | 282.8 | 459
Lot n°113_1977 | Lot N°113 | Lot N°113(20localités) | HUAWEI | Nokia | Bordj Bou Arréridj | Aïn Tesra | Mechta Tassera | Djezzy | 36.0263 | 4.9618 | 967 |  | New | multigps_SiteTB0007_36.026773_4.962296 | 1 | 36.0268 | 4.9623 | Macro 2100 3 sectors |  | 2100M_S111@UMTS_S111@LTE | Directional (A264518R0v06) | 12 | 16 | RT | YES | 1 site->1 villages(1977) | 348.3 | 52.9 | 296.4 | 68
Lot n°113_1978 | Lot N°113 | Lot N°113(20localités) | HUAWEI | Nokia | Bordj Bou Arréridj | Bordj Zemoura | Tala Ouazrou | Djezzy | 36.2245 | 4.8695 | 562 |  | New | multigps_SiteTB0008_36.232072_4.867405 | 1 | 36.2321 | 4.8674 | RuralLink |  | RuralLink 900M_O2@GSM_S111@LTE | Directional (A704515S0v06) | 12 | 16 | RT | YES | 1 site->1 villages(1978) | 35.8 | 155.8 | 275.8 | 862
Lot n°113_1979 | Lot N°113 | Lot N°113(20localités) | HUAWEI | Nokia | Bordj Bou Arréridj | El Hammadia | Ouled R'mila | Djezzy | 35.9326 | 4.8255 | 497 |  | New | SiteTB0009 | 2 | 35.9305 | 4.8281 | Macro 900 3 sectors |  | 900M_S222@GSM_S111@LTE | Directional (A704516R0v06) | 30 | 28 | GF | YES | 1 site->2 villages(1979/1980) | 345.4 | 105.4 | 225.4 | 325
Lot n°113_1980 | Lot N°113 | Lot N°113(20localités) | HUAWEI | Nokia | Bordj Bou Arréridj | El Hammadia | El Rebiate | Djezzy | 35.9331 | 4.8272 | 345 |  | New | SiteTB0009 | 2 | 35.9305 | 4.8281 | Macro 900 3 sectors |  | 900M_S222@GSM_S111@LTE | Directional (A704516R0v06) | 30 | 28 | GF | YES | 1 site->2 villages(1979/1980) | 345.4 | 105.4 | 225.4 | 297
Lot n°113_1982 | Lot N°113 | Lot N°113(20localités) | HUAWEI | Nokia | Bordj Bou Arréridj | El Hammadia | Ouled Bousshab | Djezzy | 35.9899 | 4.7226 | 1294 |  | New | SiteTB0012 | 1 | 35.9902 | 4.7218 | Macro 2100 3 sectors |  | 2100M_S111@UMTS_S111@LTE | Directional (A264518R0v06) | 12 | 16 | RT | YES | 1 site->1 villages(1982) | 49.4 | 94.9 | 162.4 | 78
Lot n°113_1984 | Lot N°113 | Lot N°113(20localités) | HUAWEI | Nokia | Bordj Bou Arréridj | El Hammadia | Haltala | Djezzy | 35.9821 | 4.8169 | 1964 |  | New | SiteTB0010 | 1 | 35.9763 | 4.8136 | Macro 2100 3 sectors |  | 2100M_S111@UMTS_S111@LTE | Directional (A264518R0v06) | 30 | 28 | GF | YES | 1 site->1 villages(1984) | 32.4 | 100.5 | 346.8 | 709
Lot n°113_1985 | Lot N°113 | Lot N°113(20localités) | HUAWEI | Nokia | Bordj Bou Arréridj | El Hammadia | El Krouma | Djezzy | 36.0031 | 4.7574 | 500 |  | New | ql1146 | 1 | 36.0026 | 4.7557 | RuralLink |  | RuralLink 900M_O2@GSM_S111@LTE | Directional (A704515S0v06) | 12 | 16 | RT | YES | 1 site->1 villages(1985) | 30.1 | 150.1 | 270.1 | 158
Lot n°114_1986 | Lot N°114 | Lot N°114(20localités) | HUAWEI | Nokia | Bordj Bou Arréridj | Bir Kased Ali | El Chouiha | Djezzy | 36.1044 | 4.9936 | 297 |  | New | SiteTB0015 | 1 | 36.1049 | 4.9955 | RuralLink |  | RuralLink 900M_O2@GSM_S111@LTE | Directional (A704515S0v06) | 12 | 16 | RT | YES | 1 site->1 villages(1986) | 33.7 | 153.7 | 273.7 | 179
Lot n°114_1987 | Lot N°114 | Lot N°114(20localités) | HUAWEI | Nokia | Bordj Bou Arréridj | Bir Kased Ali | Chaabat Leksir | Djezzy | 36.1467 | 4.9619 | 293 |  | New | SiteTB0016 | 2 | 36.1494 | 4.9676 | Macro 900 3 sectors |  | 900M_S222@GSM_S111@LTE | Directional (A704516R0v06) | 30 | 28 | GF | YES | 1 site->2 villages(1987/1988) | 332.4 | 64.7 | 240.1 | 598
Lot n°114_1988 | Lot N°114 | Lot N°114(20localités) | HUAWEI | Nokia | Bordj Bou Arréridj | Bir Kased Ali | Lekhnig | Djezzy | 36.1551 | 4.9825 | 276 |  | New | SiteTB0016 | 2 | 36.1494 | 4.9676 | Macro 900 3 sectors |  | 900M_S222@GSM_S111@LTE | Directional (A704516R0v06) | 30 | 28 | GF | YES | 1 site->2 villages(1987/1988) | 332.4 | 64.7 | 240.1 | 1475
Lot n°114_1989 | Lot N°114 | Lot N°114(20localités) | HUAWEI | Nokia | Bordj Bou Arréridj | Bordj Bou Arréridj | Ain Sbika | Djezzy | 36.1125 | 4.8307 | 324 |  | New | SiteTB0018 | 1 | 36.1105 | 4.8265 | RuralLink |  | RuralLink 900M_O2@GSM_S111@LTE | Directional (A704515S0v06) | 12 | 16 | RT | YES | 1 site->1 villages(1989) | 72.5 | 192.5 | 312.5 | 434
Lot n°114_1991 | Lot N°114 | Lot N°114(20localités) | HUAWEI | Nokia | Bordj Bou Arréridj | Bordj Ghdir | Ouled Laayadi | Djezzy | 35.9117 | 4.9283 | 1519 |  | New | SiteTB0019 | 1 | 35.9115 | 4.9227 | Macro 2100 3 sectors |  | 2100M_S111@UMTS_S111@LTE | Directional (A264518R0v06) | 30 | 28 | GF | YES | 1 site->1 villages(1991) | 88 | 162.8 | 209.8 | 502
Lot n°114_1992 | Lot N°114 | Lot N°114(20localités) | HUAWEI | Nokia | Bordj Bou Arréridj | Bordj Ghdir | El Zebir | Djezzy | 35.8715 | 4.9823 | 185 |  | New | SiteTB0020 | 1 | 35.8699 | 4.9811 | RuralStar |  | RuralStar 900M_O2@GSM_O1@LTE | OMNI( A70VP1100v06) | 12 | 16 | RT | YES | 1 site->1 villages(1992) | 0 |  |  | 204
Lot n°114_1996 | Lot N°114 | Lot N°114(20localités) | HUAWEI | Nokia | Bordj Bou Arréridj | Bordj Ghdir | Ouled Hamdane | Djezzy | 35.8938 | 4.9438 | 420 |  | New | SiteTB0023 | 2 | 35.8942 | 4.9463 | Macro 900 3 sectors |  | 900M_S222@GSM_S111@LTE | Directional (A704516R0v06) | 12 | 16 | RT | YES | 1 site->2 villages(1996/1997) | 18.4 | 138.4 | 258.4 | 224
Lot n°114_1997 | Lot N°114 | Lot N°114(20localités) | HUAWEI | Nokia | Bordj Bou Arréridj | Bordj Ghdir | El Zemala | Djezzy | 35.8885 | 4.9229 | 819 |  | New | SiteTB0023 | 2 | 35.8942 | 4.9463 | Macro 900 3 sectors |  | 900M_S222@GSM_S111@LTE | Directional (A704516R0v06) | 12 | 16 | RT | YES | 1 site->2 villages(1996/1997) | 18.4 | 138.4 | 258.4 | 2202
Lot n°114_1999 | Lot N°114 | Lot N°114(20localités) | HUAWEI | Nokia | Bordj Bou Arréridj | Colla | Bouayache | Djezzy | 36.2357 | 4.6468 | 550 |  | New | SiteTB0024 | 1 | 36.2325 | 4.6417 | RuralLink |  | RuralLink 900M_O2@GSM_S111@LTE | Directional (A704515S0v06) | 18 | 16 | GF | YES | 1 site->1 villages(1999) | 16.2 | 136.2 | 256.2 | 575
Lot n°114_2000 | Lot N°114 | Lot N°114(20localités) | HUAWEI | Nokia | Bordj Bou Arréridj | Colla | Ighil Ali | Djezzy | 36.2783 | 4.6447 | 450 |  | New | SiteTB0025 | 1 | 36.2805 | 4.6491 | RuralLink |  | RuralLink 900M_O2@GSM_S111@LTE | Directional (A704515S0v06) | 12 | 16 | RT | YES | 1 site->1 villages(2000) | 2.7 | 122.7 | 242.7 | 463
Lot n°114_2001 | Lot N°114 | Lot N°114(20localités) | HUAWEI | Nokia | Bordj Bou Arréridj | Djaafra | Boufanzar | Djezzy | 36.3364 | 4.6942 | 310 |  | New | SiteTB0026 | 1 | 36.3332 | 4.6928 | RuralLink |  | RuralLink 900M_O2@GSM_S111@LTE | Directional (A704515S0v06) | 12 | 16 | RT | YES | 1 site->1 villages(2001) | 87.1 | 207.1 | 327.1 | 376
Lot n°114_2002 | Lot N°114 | Lot N°114(20localités) | HUAWEI | Nokia | Bordj Bou Arréridj | Djaafra | Chekbou | Djezzy | 36.3294 | 4.6198 | 233 |  | New | SiteTB0027 | 1 | 36.3291 | 4.6172 | RuralStar |  | RuralStar 900M_O2@GSM_O1@LTE | OMNI( A70VP1100v06) | 12 | 16 | RT | YES | 1 site->1 villages(2002) | 0 |  |  | 234
Lot n°114_2003 | Lot N°114 | Lot N°114(20localités) | HUAWEI | Nokia | Bordj Bou Arréridj | Djaafra | Ouchanene Lekbira | Djezzy | 36.3034 | 4.6505 | 168 |  | New | SiteTB0028 | 1 | 36.3036 | 4.6512 | RuralStar |  | RuralStar 900M_O2@GSM_O1@LTE | OMNI( A70VP1100v06) | 12 | 16 | RT | YES | 1 site->1 villages(2003) | 0 |  |  | 69
Lot n°114_2004 | Lot N°114 | Lot N°114(20localités) | HUAWEI | Nokia | Bordj Bou Arréridj | Djaafra | Ouchanene Sghira | Djezzy | 36.3426 | 4.7196 | 168 |  | New | SiteTB0029 | 1 | 36.3482 | 4.7209 | RuralStar |  | RuralStar 900M_O2@GSM_O1@LTE | OMNI( A70VP1100v06) | 18 | 16 | GF | NO | 1 site->1 villages(2004) | 0 |  |  | 627
Lot n°114_2005 | Lot N°114 | Lot N°114(20localités) | HUAWEI | Nokia | Bordj Bou Arréridj | Djaafra | Laazib | Djezzy | 36.2605 | 4.7245 | 301 |  | New | SiteTB0030 | 1 | 36.2647 | 4.7214 | RuralLink |  | RuralLink 900M_O2@GSM_S111@LTE | Directional (A704515S0v06) | 12 | 16 | RT | YES | 1 site->1 villages(2005) | 18.7 | 138.7 | 258.7 | 543
Lot n°115_2006 | Lot N°115 | Lot N°115(20localités) | HUAWEI | Nokia | Bordj Bou Arréridj | El Ach | Maaza | Djezzy | 35.8728 | 4.5542 | 1543 |  | New | SiteTB0031 | 1 | 35.8757 | 4.5483 | Macro 2100 3 sectors |  | 2100M_S111@UMTS_S111@LTE | Directional (A264518R0v06) | 12 | 16 | RT | YES | 1 site->1 villages(2006) | 73.9 | 122.2 | 174 | 617
Lot n°115_2007 | Lot N°115 | Lot N°115(20localités) | HUAWEI | Nokia | Bordj Bou Arréridj | El Ach | Tihmamine | Djezzy | 35.9462 | 4.5559 | 1458 |  | New | ly115_2007 | 1 | 35.9462 | 4.5563 | Macro 2100 3 sectors |  | 2100M_S111@UMTS_S111@LTE | Directional (A264518R0v06) | 30 | 28 | GF | YES | 1 site->1 villages(2007) | 18.9 | 109 | 328.9 | 31
Lot n°115_2009 | Lot N°115 | Lot N°115(20localités) | HUAWEI | Nokia | Bordj Bou Arréridj | El Ach | El M'khazen Sud | Djezzy | 35.9348 | 4.7184 | 1256 |  | New | SiteTB0032 | 2 | 35.9323 | 4.7187 | Macro 900 3 sectors |  | 900M_S222@GSM_S111@LTE | Directional (A704516R0v06) | 12 | 16 | RT | YES | 1 site->2 villages(2009/2059) | 353.3 | 76 | 214.7 | 276
Lot n°115_2010 | Lot N°115 | Lot N°115(20localités) | HUAWEI | Nokia | Bordj Bou Arréridj | El Achir | Ouled Bouhriz | Djezzy | 36.0364 | 4.5773 | 623 |  | New | SiteTB0034 | 1 | 36.0352 | 4.5717 | Macro 900 3 sectors |  | 900M_S222@GSM_S111@LTE | Directional (A704516R0v06) | 12 | 16 | RT | YES | 1 site->1 villages(2010) | 3.6 | 61.6 | 314.3 | 526
Lot n°115_2011 | Lot N°115 | Lot N°115(20localités) | HUAWEI | Nokia | Bordj Bou Arréridj | El Achir | El Tkasir | Djezzy | 36.0238 | 4.6404 | 226 |  | New | SiteTB0035 | 1 | 36.0268 | 4.647 | RuralStar |  | RuralStar 900M_O2@GSM_O1@LTE | OMNI( A70VP1100v06) | 12 | 16 | RT | YES | 1 site->1 villages(2011) | 0 |  |  | 677
Lot n°115_2013 | Lot N°115 | Lot N°115(20localités) | HUAWEI | Nokia | Bordj Bou Arréridj | Haraza | Karya Haraza | Djezzy | 36.135 | 4.2148 | 889 |  | New | SiteTB0037 | 1 | 36.1383 | 4.2119 | Macro 2100 3 sectors |  | 2100M_S111@UMTS_S111@LTE | Directional (A264518R0v06) | 18 | 16 | GF | YES | 1 site->1 villages(2013) | 42.9 | 92.1 | 146 | 453
Lot n°115_2014 | Lot N°115 | Lot N°115(20localités) | HUAWEI | Nokia | Bordj Bou Arréridj | Haraza | Tizi Ahcene | Djezzy | 36.1207 | 4.1832 | 753 |  | New | SiteTB0038 | 1 | 36.1252 | 4.184 | Macro 2100 3 sectors |  | 2100M_S111@UMTS_S111@LTE | Directional (A264518R0v06) | 12 | 16 | RT | YES | 1 site->1 villages(2014) | 30.7 | 177 | 105.9 | 506
Lot n°115_2016 | Lot N°115 | Lot N°115(20localités) | HUAWEI | Nokia | Bordj Bou Arréridj | Hasnaoua | Ouled Boudinar | Djezzy | 36.186 | 4.874 | 187 |  | New | yh_2018_2016_2078_2077_gf | 2 | 36.1913 | 4.8829 | Macro 900 3 sectors |  | 900M_S222@GSM_S111@LTE | Directional (A704516R0v06) | 30 | 28 | GF | YES | 1 site->2 villages(2016/2018) | 353.4 | 113.4 | 233.4 | 991
Lot n°115_2017 | Lot N°115 | Lot N°115(20localités) | HUAWEI | Nokia | Bordj Bou Arréridj | Hasnaoua | Ouled Mbarek | Djezzy | 36.1596 | 4.8489 | 1039 |  | New | SiteTB0040 | 1 | 36.1597 | 4.8488 | Macro 2100 3 sectors |  | 2100M_S111@UMTS_S111@LTE | Directional (A264518R0v06) | 24 | 22 | GF | YES | 1 site->1 villages(2017) | 72.5 | 133.9 | 193.3 | 5
Lot n°115_2018 | Lot N°115 | Lot N°115(20localités) | HUAWEI | Nokia | Bordj Bou Arréridj | Hasnaoua | Ouled Naidji | Djezzy | 36.1903 | 4.8596 | 332 |  | New | yh_2018_2016_2078_2077_gf | 2 | 36.1913 | 4.8829 | Macro 900 3 sectors |  | 900M_S222@GSM_S111@LTE | Directional (A704516R0v06) | 30 | 28 | GF | YES | 1 site->2 villages(2016/2018) | 353.4 | 113.4 | 233.4 | 2093
Lot n°115_2019 | Lot N°115 | Lot N°115(20localités) | HUAWEI | Nokia | Bordj Bou Arréridj | Hasnaoua | Ouled Zid | Djezzy | 36.1731 | 4.8267 | 747 |  | New | SiteTB0041 | 2 | 36.173 | 4.8227 | Macro 900 3 sectors |  | 900M_S222@GSM_S111@LTE | Directional (A704516R0v06) | 30 | 28 | GF | YES | 1 site->2 villages(2019/2024) | 1.3 | 87.6 | 224.5 | 362
Lot n°115_2022 | Lot N°115 | Lot N°115(20localités) | HUAWEI | Nokia | Bordj Bou Arréridj | Hasnaoua | Ouled Lgayed | Djezzy | 36.2108 | 4.8389 | 359 |  | New | SiteTB0043 | 1 | 36.2127 | 4.8427 | RuralLink |  | RuralLink 900M_O2@GSM_S111@LTE | Directional (A704515S0v06) | 12 | 16 | RT | YES | 1 site->1 villages(2022) | 21.7 | 141.7 | 261.7 | 403
Lot n°115_2023 | Lot N°115 | Lot N°115(20localités) | HUAWEI | Nokia | Bordj Bou Arréridj | Hasnaoua | Lakhreb | Djezzy | 36.1624 | 4.8025 | 566 |  | New | SiteTB0044 | 1 | 36.1635 | 4.7993 | RuralLink |  | RuralLink 900M_O2@GSM_S111@LTE | Directional (A704515S0v06) | 12 | 16 | RT | YES | 1 site->1 villages(2023) | 44.3 | 164.3 | 284.3 | 320
Lot n°115_2024 | Lot N°115 | Lot N°115(20localités) | HUAWEI | Nokia | Bordj Bou Arréridj | Hasnaoua | Ouled Hnich | Djezzy | 36.188 | 4.8231 | 466 |  | New | SiteTB0041 | 2 | 36.173 | 4.8227 | Macro 900 3 sectors |  | 900M_S222@GSM_S111@LTE | Directional (A704516R0v06) | 30 | 28 | GF | YES | 1 site->2 villages(2019/2024) | 1.3 | 87.6 | 224.5 | 1674
Lot n°115_2025 | Lot N°115 | Lot N°115(20localités) | HUAWEI | Nokia | Bordj Bou Arréridj | Hasnaoua | Ouled Mehdi | Djezzy | 36.1986 | 4.7192 | 750 |  | New | SiteTB0045 | 1 | 36.1928 | 4.7183 | Macro 2100 3 sectors |  | 2100M_S111@UMTS_S111@LTE | Directional (A264518R0v06) | 30 | 28 | GF | YES | 1 site->1 villages(2025) | 7.1 | 53 | 149.3 | 645
Lot n°116_2026 | Lot N°116 | Lot N°116(20localités) | HUAWEI | Nokia | Bordj Bou Arréridj | El Maïn | Ouled Hala | Djezzy | 36.3588 | 4.7772 | 205 |  | New | SiteTB0046 | 1 | 36.3567 | 4.774 | RuralStar |  | RuralStar 900M_O2@GSM_O1@LTE | OMNI( A70VP1100v06) | 12 | 16 | RT | YES | 1 site->1 villages(2026) | 0 |  |  | 368
Lot n°116_2027 | Lot N°116 | Lot N°116(20localités) | HUAWEI | Nokia | Bordj Bou Arréridj | EL M'Hir | Mechetta El Mkatif | Djezzy | 36.1511 | 4.3682 | 600 |  | New | SiteTB0047 | 1 | 36.1515 | 4.3681 | Macro 900 3 sectors |  | 900M_S222@GSM_S111@LTE | Directional (A704516R0v06) | 12 | 16 | RT | YES | 1 site->1 villages(2027) | 34.6 | 177.5 | 114.7 | 41
Lot n°116_2028 | Lot N°116 | Lot N°116(20localités) | HUAWEI | Nokia | Bordj Bou Arréridj | Khelil | Ouled Hamza | Djezzy | 36.2644 | 4.9753 | 750 |  | New | SiteTB0048 | 1 | 36.2663 | 4.9788 | Macro 2100 3 sectors |  | 2100M_S111@UMTS_S111@LTE | Directional (A264518R0v06) | 12 | 16 | RT | YES | 1 site->1 villages(2028) | 268.7 | 172.2 | 218.5 | 373
Lot n°116_2029 | Lot N°116 | Lot N°116(20localités) | HUAWEI | Nokia | Bordj Bou Arréridj | Khelil | El Kherba | Djezzy | 36.228 | 5.014 | 1172 |  | New | SiteTB0049 | 1 | 36.2282 | 5.0105 | Macro 2100 3 sectors |  | 2100M_S111@UMTS_S111@LTE | Directional (A264518R0v06) | 12 | 16 | RT | YES | 1 site->1 villages(2029) | 50.5 | 96.2 | 235.2 | 319
Lot n°116_2030 | Lot N°116 | Lot N°116(20localités) | HUAWEI | Nokia | Bordj Bou Arréridj | Khelil | Ain Elmokh | Djezzy | 36.1972 | 4.9456 | 195 |  | New | SiteTB0050 | 1 | 36.1991 | 4.9513 | RuralStar |  | RuralStar 900M_O2@GSM_O1@LTE | OMNI( A70VP1100v06) | 12 | 16 | RT | YES | 1 site->1 villages(2030) | 0 |  |  | 550
Lot n°116_2031 | Lot N°116 | Lot N°116(20localités) | HUAWEI | Nokia | Bordj Bou Arréridj | Khelil | Lahouissi | Djezzy | 36.1794 | 5.0885 | 203 |  | New | SiteTB0051 | 1 | 36.1811 | 5.0853 | RuralStar |  | RuralStar 900M_O2@GSM_O1@LTE | OMNI( A70VP1100v06) | 12 | 16 | RT | YES | 1 site->1 villages(2031) | 0 |  |  | 341
Lot n°116_2032 | Lot N°116 | Lot N°116(20localités) | HUAWEI | Nokia | Bordj Bou Arréridj | Khelil | Mselmat | Djezzy | 36.2704 | 4.9521 | 230 |  | New | SiteTB0052 | 1 | 36.2725 | 4.95 | RuralStar |  | RuralStar 900M_O2@GSM_O1@LTE | OMNI( A70VP1100v06) | 12 | 16 | RT | YES | 1 site->1 villages(2032) | 0 |  |  | 297
Lot n°116_2033 | Lot N°116 | Lot N°116(20localités) | HUAWEI | Nokia | Bordj Bou Arréridj | Ksour | Belfil | Djezzy | 35.9941 | 4.6154 | 1019 |  | New | SiteTB0053 | 1 | 35.9981 | 4.6181 | Macro 2100 3 sectors |  | 2100M_S111@UMTS_S111@LTE | Directional (A264518R0v06) | 12 | 16 | RT | YES | 1 site->1 villages(2033) | 171.5 | 120 | 217.3 | 505
Lot n°116_2034 | Lot N°116 | Lot N°116(20localités) | HUAWEI | Nokia | Bordj Bou Arréridj | Mansoura | Boukaba | Djezzy | 36.1354 | 4.4059 | 1000 |  | New | SiteTB0054 | 1 | 36.1371 | 4.4146 | Macro 2100 3 sectors |  | 2100M_S111@UMTS_S111@LTE | Directional (A264518R0v06) | 12 | 16 | RT | YES | 1 site->1 villages(2034) | 307.1 | 208.3 | 259.5 | 799
Lot n°116_2035 | Lot N°116 | Lot N°116(20localités) | HUAWEI | Nokia | Bordj Bou Arréridj | Mansoura | Elhamra | Djezzy | 36.0343 | 4.402 | 590 |  | New | SiteTB0055 | 1 | 36.0289 | 4.4065 | RuralLink |  | RuralLink 900M_O2@GSM_S111@LTE | Directional (A704515S0v06) | 12 | 16 | RT | YES | 1 site->1 villages(2035) | 109.5 | 229.5 | 349.5 | 723
Lot n°116_2036 | Lot N°116 | Lot N°116(20localités) | HUAWEI | Nokia | Bordj Bou Arréridj | Mansoura | Lemziraa | Djezzy | 36.0669 | 4.4047 | 300 |  | New | SiteTB0056 | 1 | 36.0607 | 4.4036 | RuralLink |  | RuralLink 900M_O2@GSM_S111@LTE | Directional (A704515S0v06) | 12 | 16 | RT | YES | 1 site->1 villages(2036) | 15.5 | 135.5 | 255.5 | 703
Lot n°116_2037 | Lot N°116 | Lot N°116(20localités) | HUAWEI | Nokia | Bordj Bou Arréridj | Mansoura | Ouled Abbes | Djezzy | 36.0185 | 4.3712 | 670 |  | New | SiteTB0057 | 1 | 36.0103 | 4.3684 | Macro 900 3 sectors |  | 900M_S222@GSM_S111@LTE | Directional (A704516R0v06) | 12 | 16 | RT | YES | 1 site->1 villages(2037) | 335.2 | 29.9 | 182.5 | 952
Lot n°116_2038 | Lot N°116 | Lot N°116(20localités) | HUAWEI | Nokia | Bordj Bou Arréridj | Mansoura | El Zitoun | Djezzy | 36.0056 | 4.3488 | 480 |  | New | SiteTB0058 | 1 | 36.0054 | 4.3468 | RuralLink |  | RuralLink 900M_O2@GSM_S111@LTE | Directional (A704515S0v06) | 12 | 16 | RT | YES | 1 site->1 villages(2038) | 84.6 | 204.6 | 324.6 | 185
Lot n°116_2039 | Lot N°116 | Lot N°116(20localités) | HUAWEI | Nokia | Bordj Bou Arréridj | Mansoura | Laichaoui | Djezzy | 36.0969 | 4.4135 | 1865 |  | New | SiteTB0059 | 1 | 36.0922 | 4.419 | Macro 2100 3 sectors |  | 2100M_S111@UMTS_S111@LTE | Directional (A264518R0v06) | 12 | 16 | RT | YES | 1 site->1 villages(2039) | 17.2 | 64 | 313.9 | 722
Lot n°116_2040 | Lot N°116 | Lot N°116(20localités) | HUAWEI | Nokia | Bordj Bou Arréridj | Tafreg | Achabou | Djezzy | 36.3264 | 4.7176 | 262 |  | New | SiteTB0060 | 1 | 36.3278 | 4.7185 | RuralLink |  | RuralLink 900M_O2@GSM_S111@LTE | Directional (A704515S0v06) | 12 | 16 | RT | YES | 1 site->1 villages(2040) | 56.9 | 176.9 | 296.9 | 180
Lot n°116_2041 | Lot N°116 | Lot N°116(20localités) | HUAWEI | Nokia | Bordj Bou Arréridj | Teniet En Nasr | Afigo | Djezzy | 36.2491 | 4.6276 | 156 |  | New | SiteTB0061 | 1 | 36.25 | 4.6174 | RuralStar |  | RuralStar 900M_O2@GSM_O1@LTE | OMNI( A70VP1100v06) | 12 | 16 | RT | YES | 1 site->1 villages(2041) | 0 |  |  | 924
Lot n°116_2042 | Lot N°116 | Lot N°116(20localités) | HUAWEI | Nokia | Bordj Bou Arréridj | Teniet En Nasr | Ouled Sidi Amor | Djezzy | 36.164 | 4.5654 | 54 |  | New | SiteTB0062 | 1 | 36.1692 | 4.5655 | RuralStar |  | RuralStar 900M_O2@GSM_O1@LTE | OMNI( A70VP1100v06) | 24 | 22 | GF | YES | 1 site->1 villages(2042) | 0 |  |  | 584
Lot n°116_2043 | Lot N°116 | Lot N°116(20localités) | HUAWEI | Nokia | Bordj Bou Arréridj | Teniet En Nasr | Faidh Abbas | Djezzy | 36.2213 | 4.5811 | 390 |  | New | SiteTB0063 | 1 | 36.2278 | 4.5869 | RuralLink |  | RuralLink 900M_O2@GSM_S111@LTE | Directional (A704515S0v06) | 12 | 16 | RT | YES | 1 site->1 villages(2043) | 36.9 | 156.9 | 276.9 | 888
Lot n°116_2044 | Lot N°116 | Lot N°116(20localités) | HUAWEI | Nokia | Bordj Bou Arréridj | Teniet En Nasr | Zemamra | Djezzy | 36.1894 | 4.5798 | 65 |  | New | SiteTB0064 | 2 | 36.1972 | 4.583 | Macro 900 3 sectors |  | 900M_S222@GSM_S111@LTE | Directional (A704516R0v06) | 30 | 28 | GF | YES | 1 site->2 villages(2044/2054) | 339.2 | 119.8 | 198.5 | 920
Lot n°116_2045 | Lot N°116 | Lot N°116(20localités) | HUAWEI | Nokia | Bordj Bou Arréridj | Teniet En Nasr | Bouhamza | Djezzy | 36.2354 | 4.62 | 92 |  | New | SiteTB0065 | 1 | 36.2393 | 4.6142 | RuralStar |  | RuralStar 900M_O2@GSM_O1@LTE | OMNI( A70VP1100v06) | 12 | 16 | RT | YES | 1 site->1 villages(2045) | 0 |  |  | 673
Lot n°117_2047 | Lot N°117 | Lot N°117(19localités) | HUAWEI | Nokia | Bordj Bou Arréridj | Medjana | El Chetatha | Djezzy | 36.121 | 4.6416 | 754 |  | New | SiteTB0067 | 2 | 36.1354 | 4.6303 | Macro 900 3 sectors |  | 900M_S222@GSM_S111@LTE | Directional (A704516R0v06) | 24 | 22 | GF | YES | 1 site->2 villages(2047/2050) | 275.2 | 155.2 | 35.2 | 1897
Lot n°117_2048 | Lot N°117 | Lot N°117(19localités) | HUAWEI | Nokia | Bordj Bou Arréridj | Medjana | Ain El Kherba | Djezzy | 36.1527 | 4.721 | 120 |  | New | yh_2048_rf | 1 | 36.1552 | 4.7191 | RuralStar |  | RuralStar 900M_O2@GSM_O1@LTE | OMNI( A70VP1100v06) | 6 | 10 | RT | YES | 1 site->1 villages(2048) | 0 |  |  | 326
Lot n°117_2049 | Lot N°117 | Lot N°117(19localités) | HUAWEI | Nokia | Bordj Bou Arréridj | Medjana | Bounechada | Djezzy | 36.1738 | 4.681 | 108 |  | New | SiteTB0069 | 1 | 36.169 | 4.6725 | RuralStar |  | RuralStar 900M_O2@GSM_O1@LTE | OMNI( A70VP1100v06) | 12 | 16 | RT | YES | 1 site->1 villages(2049) | 0 |  |  | 929
Lot n°117_2050 | Lot N°117 | Lot N°117(19localités) | HUAWEI | Nokia | Bordj Bou Arréridj | Medjana | Oum El Rif | Djezzy | 36.1328 | 4.6319 | 319 |  | New | SiteTB0067 | 2 | 36.1354 | 4.6303 | Macro 900 3 sectors |  | 900M_S222@GSM_S111@LTE | Directional (A704516R0v06) | 24 | 22 | GF | YES | 1 site->2 villages(2047/2050) | 275.2 | 155.2 | 35.2 | 323
Lot n°117_2051 | Lot N°117 | Lot N°117(19localités) | HUAWEI | Nokia | Bordj Bou Arréridj | Medjana | Sounaf | Djezzy | 36.1614 | 4.6843 | 303 |  | New | SiteTB0068 | 1 | 36.1615 | 4.684 | RuralLink |  | RuralLink 900M_O2@GSM_S111@LTE | Directional (A704515S0v06) | 12 | 16 | RT | YES | 1 site->1 villages(2051) | 73.1 | 193.1 | 313.1 | 33
Lot n°117_2054 | Lot N°117 | Lot N°117(19localités) | HUAWEI | Nokia | Bordj Bou Arréridj | Medjana | Ain El Chiouane | Djezzy | 36.1939 | 4.5903 | 155 |  | New | SiteTB0064 | 2 | 36.1972 | 4.583 | Macro 900 3 sectors |  | 900M_S222@GSM_S111@LTE | Directional (A704516R0v06) | 30 | 28 | GF | YES | 1 site->2 villages(2044/2054) | 339.2 | 119.8 | 198.5 | 754
Lot n°117_2056 | Lot N°117 | Lot N°117(19localités) | HUAWEI | Nokia | Bordj Bou Arréridj | Rabta | Oum El Dissa | Djezzy | 35.9083 | 4.806 | 1944 |  | New | SiteTB0070 | 1 | 35.9067 | 4.8078 | Macro 2100 3 sectors |  | 2100M_S111@UMTS_S111@LTE | Directional (A264518R0v06) | 12 | 16 | RT | YES | 1 site->1 villages(2056) | 16.7 | 205.7 | 312.6 | 237
Lot n°117_2058 | Lot N°117 | Lot N°117(19localités) | HUAWEI | Nokia | Bordj Bou Arréridj | Rabta | Sehala | Djezzy | 35.9195 | 4.7858 | 338 |  | New | SiteTB0071 | 1 | 35.9182 | 4.7963 | RuralLink |  | RuralLink 900M_O2@GSM_S111@LTE | Directional (A704515S0v06) | 30 | 28 | GF | YES | 1 site->1 villages(2058) | 83.2 | 203.2 | 323.2 | 949
Lot n°117_2059 | Lot N°117 | Lot N°117(19localités) | HUAWEI | Nokia | Bordj Bou Arréridj | Rabta | Laarakib | Djezzy | 35.9369 | 4.7417 | 276 |  | New | SiteTB0032 | 2 | 35.9323 | 4.7187 | Macro 900 3 sectors |  | 900M_S222@GSM_S111@LTE | Directional (A704516R0v06) | 12 | 16 | RT | YES | 1 site->2 villages(2009/2059) | 353.3 | 76 | 214.7 | 2128
Lot n°117_2060 | Lot N°117 | Lot N°117(19localités) | HUAWEI | Nokia | Bordj Bou Arréridj | Tixter | El Lefrafria | Djezzy | 36.0121 | 5.0681 | 1826 |  | New | SiteTB0072 | 2 | 36.0084 | 5.0686 | Macro 900 3 sectors |  | 900M_S222@GSM_S111@LTE | Directional (A704516R0v06) | 12 | 16 | RT | YES | 1 site->2 villages(2060/2063) | 354.7 | 103.7 | 229.2 | 413
Lot n°117_2061 | Lot N°117 | Lot N°117(19localités) | HUAWEI | Nokia | Bordj Bou Arréridj | Tixter | El Rasfa | Djezzy | 36.0626 | 5.1105 | 428 |  | New | CORR_2064_900_RF | 3 | 36.0558 | 5.1017 | Macro 900 3 sectors |  | 900M_S222@GSM_S111@LTE | Directional (A704516R0v06) | 24 | 22 | GF | YES | 1 site->3 villages(2061/2062/2064) | 46.4 | 143.7 | 310.9 | 1088
Lot n°117_2062 | Lot N°117 | Lot N°117(19localités) | HUAWEI | Nokia | Bordj Bou Arréridj | Tixter | El Hmamcha | Djezzy | 36.0451 | 5.1115 | 1853 |  | New | CORR_2064_900_RF | 3 | 36.0558 | 5.1017 | Macro 900 3 sectors |  | 900M_S222@GSM_S111@LTE | Directional (A704516R0v06) | 24 | 22 | GF | YES | 1 site->3 villages(2061/2062/2064) | 46.4 | 143.7 | 310.9 | 1484
Lot n°117_2063 | Lot N°117 | Lot N°117(19localités) | HUAWEI | Nokia | Bordj Bou Arréridj | Tixter | Ouled Hcine | Djezzy | 36.0046 | 5.0876 | 1137 |  | New | SiteTB0072 | 2 | 36.0084 | 5.0686 | Macro 900 3 sectors |  | 900M_S222@GSM_S111@LTE | Directional (A704516R0v06) | 12 | 16 | RT | YES | 1 site->2 villages(2060/2063) | 354.7 | 103.7 | 229.2 | 1767
Lot n°117_2064 | Lot N°117 | Lot N°117(19localités) | HUAWEI | Nokia | Bordj Bou Arréridj | Tixter | Laalouna | Djezzy | 36.0649 | 5.0888 | 205 |  | New | CORR_2064_900_RF | 3 | 36.0558 | 5.1017 | Macro 900 3 sectors |  | 900M_S222@GSM_S111@LTE | Directional (A704516R0v06) | 24 | 22 | GF | YES | 1 site->3 villages(2061/2062/2064) | 46.4 | 143.7 | 310.9 | 1538
Lot n°118_2065 | Lot N°118 | Lot N°118(19localités) | HUAWEI | Nokia | Bordj Bou Arréridj | Ouled Braham | Ain Boukhedach | Djezzy | 35.8595 | 5.0839 | 1254 |  | New | yh_2065_rf | 1 | 35.8563 | 5.0843 | Macro 2100 3 sectors |  | 2100M_S111@UMTS_S111@LTE | Directional (A264518R0v06) | 6 | 10 | RT | YES | 1 site->1 villages(2065) | 356.4 | 200.4 | 303.8 | 358
Lot n°118_2066 | Lot N°118 | Lot N°118(19localités) | HUAWEI | Nokia | Bordj Bou Arréridj | Ouled Braham | Chaabat Aoun | Djezzy | 35.8946 | 5.0576 | 699 |  | New | ly118_2066 | 1 | 35.8941 | 5.0577 | Macro 900 3 sectors |  | 900M_S222@GSM_S111@LTE | Directional (A704516R0v06) | 12 | 16 | RT | YES | 1 site->1 villages(2066) | 314.2 | 61.2 | 158.5 | 53
Lot n°118_2067 | Lot N°118 | Lot N°118(19localités) | HUAWEI | Nokia | Bordj Bou Arréridj | Ouled Braham | Boubtikh | Djezzy | 35.9319 | 5.1052 | 1021 |  | New | yh_1449_2067_rf | 2 | 35.9384 | 5.1211 | Macro 900 3 sectors |  | 900M_S222@GSM_S111@LTE | Directional (A704516R0v06) | 30 | 28 | GF | YES | 1 site->2 villages(2067/1449) | 62 | 152.5 | 243.1 | 1607
Lot n°118_2068 | Lot N°118 | Lot N°118(19localités) | HUAWEI | Nokia | Bordj Bou Arréridj | Ouled Braham | Sidi Abdellah | Djezzy | 35.8746 | 5.1026 | 1665 |  | New | yh_2068_rf | 1 | 35.8684 | 5.1055 | Macro 2100 3 sectors |  | 2100M_S111@UMTS_S111@LTE | Directional (A264518R0v06) | 6 | 10 | RT | YES | 1 site->1 villages(2068) | 338.7 | 24 | 181.4 | 731
Lot n°118_2069 | Lot N°118 | Lot N°118(19localités) | HUAWEI | Nokia | Bordj Bou Arréridj | Ouled Braham | Elchrarha | Djezzy | 35.9028 | 5.1044 | 672 |  | New | yh_1445_1450_2069_2068_gf | 2 | 35.8984 | 5.1193 | Macro 900 3 sectors |  | 900M_S222@GSM_S111@LTE | Directional (A704516R0v06) | 30 | 28 | GF | YES | 1 site->2 villages(2069/1450) | 43.7 | 157.2 | 290.2 | 1427
Lot n°118_2070 | Lot N°118 | Lot N°118(19localités) | HUAWEI | Nokia | Bordj Bou Arréridj | Ouled Dahmane | Ouled Amar | Djezzy | 36.2466 | 4.7787 | 1620 |  | New | yh_2070_rf | 1 | 36.2491 | 4.7726 | Macro 2100 3 sectors |  | 2100M_S111@UMTS_S111@LTE | Directional (A264518R0v06) | 12 | 16 | RT | YES | 1 site->1 villages(2070) | 289.2 | 120 | 240.9 | 614
Lot n°118_2071 | Lot N°118 | Lot N°118(19localités) | HUAWEI | Nokia | Bordj Bou Arréridj | Ouled Dahmane | Ouled Arioua | Djezzy | 36.2267 | 4.8067 | 250 |  | New | yh_2071_rf | 1 | 36.2268 | 4.8067 | RuralLink |  | RuralLink 900M_O2@GSM_S111@LTE | Directional (A704515S0v06) | 6 | 10 | RT | YES | 1 site->1 villages(2071) | 57.7 | 177.7 | 297.7 | 12
Lot n°118_2072 | Lot N°118 | Lot N°118(19localités) | HUAWEI | Nokia | Bordj Bou Arréridj | Ouled Sidi Brahim | Biban Lehdid | Djezzy | 36.2311 | 4.3884 | 174 |  | New | yh_2072_rf | 1 | 36.2333 | 4.387 | RuralStar |  | RuralStar 900M_O2@GSM_O1@LTE | OMNI( A70VP1100v06) | 12 | 16 | RT | YES | 1 site->1 villages(2072) | 0 |  |  | 281
Lot n°118_2073 | Lot N°118 | Lot N°118(19localités) | HUAWEI | Nokia | Bordj Bou Arréridj | Ras El Oued | Ouled Ammara | Djezzy | 35.8739 | 5.0343 | 420 |  | New | yh_2073_2074_2066_rf | 2 | 35.8807 | 5.0344 | Macro 900 3 sectors |  | 900M_S222@GSM_S111@LTE | Directional (A704516R0v06) | 12 | 16 | RT | YES | 1 site->2 villages(2073/2074) | 334.8 | 77.8 | 180.8 | 762
Lot n°118_2074 | Lot N°118 | Lot N°118(19localités) | HUAWEI | Nokia | Bordj Bou Arréridj | Ras El Oued | El Ghirene | Djezzy | 35.8884 | 5.03 | 333 |  | New | yh_2073_2074_2066_rf | 2 | 35.8807 | 5.0344 | Macro 900 3 sectors |  | 900M_S222@GSM_S111@LTE | Directional (A704516R0v06) | 12 | 16 | RT | YES | 1 site->2 villages(2073/2074) | 334.8 | 77.8 | 180.8 | 939
Lot n°118_2075 | Lot N°118 | Lot N°118(19localités) | HUAWEI | Nokia | Bordj Bou Arréridj | Ras El Oued | Bougbis | Djezzy | 35.9964 | 5.0158 | 1257 |  | New | yh_2075_2076_rf | 1 | 35.9965 | 5.0161 | Macro 2100 3 sectors |  | 2100M_S111@UMTS_S111@LTE | Directional (A264518R0v06) | 9 | 13 | RT | YES | 1 site->1 villages(2075) | 73.9 | 122.1 | 315.6 | 34
Lot n°118_2077 | Lot N°118 | Lot N°118(19localités) | HUAWEI | Nokia | Bordj Bou Arréridj | Sidi Embarek | Boulhaf | Djezzy | 36.175 | 4.9084 | 1650 |  | New | ql18 | 2 | 36.1783 | 4.9101 | Macro 900 3 sectors |  | 900M_S222@GSM_S111@LTE | Directional (A704516R0v06) | 12 | 16 | RT | YES | 1 site->2 villages(2077/2078) | 328.6 | 85.2 | 201.8 | 399
Lot n°118_2078 | Lot N°118 | Lot N°118(19localités) | HUAWEI | Nokia | Bordj Bou Arréridj | Sidi Embarek | Ouled Sidi Amar | Djezzy | 36.1793 | 4.9093 | 1170 |  | New | ql18 | 2 | 36.1783 | 4.9101 | Macro 900 3 sectors |  | 900M_S222@GSM_S111@LTE | Directional (A704516R0v06) | 12 | 16 | RT | YES | 1 site->2 villages(2077/2078) | 328.6 | 85.2 | 201.8 | 127
Lot n°118_2079 | Lot N°118 | Lot N°118(19localités) | HUAWEI | Nokia | Bordj Bou Arréridj | Sidi Embarek | El Ouasfane | Djezzy | 36.1314 | 4.8798 | 180 |  | New | yh_2079_rf | 1 | 36.1311 | 4.8803 | RuralStar |  | RuralStar 900M_O2@GSM_O1@LTE | OMNI( A70VP1100v06) | 6 | 10 | RT | YES | 1 site->1 villages(2079) | 0 |  |  | 54
Lot n°118_2083 | Lot N°118 | Lot N°118(19localités) | HUAWEI | Nokia | Bordj Bou Arréridj | Tesmart | Azega | Djezzy | 36.3074 | 4.7695 | 375 |  | New | yh_2083_rf | 1 | 36.3073 | 4.7695 | RuralLink |  | RuralLink 900M_O2@GSM_S111@LTE | Directional (A704515S0v06) | 12 | 16 | RT | YES | 1 site->1 villages(2083) | 13.6 | 133.6 | 253.6 | 2
Lot n°119_2085 | Lot N°119 | Lot N°119(12localités) | HUAWEI | Nokia | Boumerdès | Bordj Menaïel | Village EL Guenana | Djezzy | 36.777 | 3.7698 | 1000 |  | New | yh_2085_rf - No Simulation | 1 | 36.7743 | 3.7755 | Macro 2100 3 sectors |  | 2100M_S111@UMTS_S111@LTE | Directional (A264518R0v06) | 6 | 10 | RT | YES | 1 site->1 villages(2085) | 24.4 | 130.2 | 313.1 | 594
Lot n°119_2086 | Lot N°119 | Lot N°119(12localités) | HUAWEI | Nokia | Boumerdès | Boudouaou | Cité Bentouchant | Djezzy | 36.6887 | 3.457 | 200 |  | New | yh_2086_2088_rf - No Simulation | 2 | 36.6932 | 3.4599 | Macro 900 3 sectors |  | 900M_S222@GSM_S111@LTE | Directional (A704516R0v06) | 9 | 13 | RT | YES | 1 site->2 villages(2086/2088) | 3.9 | 105.8 | 207.6 | 562
Lot n°119_2087 | Lot N°119 | Lot N°119(12localités) | HUAWEI | Nokia | Boumerdès | Chabet El Ameur | Village Beni Brahim | Djezzy | 36.6138 | 3.6853 | 600 |  | New | yh_2087_rf - No Village & No Simulation | 1 | 36.6093 | 3.6854 | Macro 900 3 sectors |  | 900M_S222@GSM_S111@LTE | Directional (A704516R0v06) | 6 | 10 | RT | YES | 1 site->1 villages(2087) | 327.5 | 64.2 | 271.1 | 502
Lot n°119_2088 | Lot N°119 | Lot N°119(12localités) | HUAWEI | Nokia | Boumerdès | Corso | Cité Belkadi | Djezzy | 36.7095 | 3.4613 | 500 |  | New | yh_2086_2088_rf - No Simulation | 2 | 36.6932 | 3.4599 | Macro 900 3 sectors |  | 900M_S222@GSM_S111@LTE | Directional (A704516R0v06) | 9 | 13 | RT | YES | 1 site->2 villages(2086/2088) | 3.9 | 105.8 | 207.6 | 1817
Lot n°119_2089 | Lot N°119 | Lot N°119(12localités) | HUAWEI | Nokia | Boumerdès | Larbatache | Cité Mssioura | Djezzy | 36.5727 | 3.3774 | 350 |  | New | SiteTB0004 | 1 | 36.5714 | 3.3772 | RuralLink |  | RuralLink 900M_O2@GSM_S111@LTE | Directional (A704515S0v06) | 12 | 16 | RT | YES | 1 site->1 villages(2089) | 32.9 | 152.9 | 272.9 | 149
Lot n°119_2090 | Lot N°119 | Lot N°119(12localités) | HUAWEI | Nokia | Boumerdès | Naciria | Village EL Meghanine | Djezzy | 36.7059 | 3.843 | 150 |  | New | yh_2090_rf - No Simulation | 1 | 36.7012 | 3.8444 | RuralStar |  | RuralStar 900M_O2@GSM_O1@LTE | OMNI( A70VP1100v06) | 6 | 10 | RT | YES | 1 site->1 villages(2090) | 0 |  |  | 546
Lot n°119_2091 | Lot N°119 | Lot N°119(12localités) | HUAWEI | Nokia | Boumerdès | Sidi Daoud | Village EL Gribissa | Djezzy | 36.826 | 3.8401 | 200 |  | New | yh_2091_rf - No Simulation | 1 | 36.8271 | 3.8406 | RuralStar |  | RuralStar 900M_O2@GSM_O1@LTE | OMNI( A70VP1100v06) | 30 | 28 | GF | YES | 1 site->1 villages(2091) | 0 |  |  | 132
Lot n°119_2092 | Lot N°119 | Lot N°119(12localités) | HUAWEI | Nokia | Boumerdès | Taourga | Village El Kodhiat | Djezzy | 36.7769 | 3.9488 | 256 |  | New | yh_2092_rf - No Simulation | 1 | 36.776 | 3.9503 | RuralLink |  | RuralLink 900M_O2@GSM_S111@LTE | Directional (A704515S0v06) | 6 | 10 | RT | YES | 1 site->1 villages(2092) | 114.4 | 234.4 | 354.4 | 165
Lot n°119_2093 | Lot N°119 | Lot N°119(12localités) | HUAWEI | Nokia | Boumerdès | Taourga | Village Ain Tinegrine | Djezzy | 36.7917 | 3.9097 | 716 |  | New | yh_2094_2093_rf | 1 | 36.7979 | 3.9172 | Macro 900 3 sectors |  | 900M_S222@GSM_S111@LTE | Directional (A704516R0v06) | 9 | 13 | RT | YES | 1 site->1 villages(2093) | 34.1 | 188.3 | 239.8 | 963
Lot n°119_2095 | Lot N°119 | Lot N°119(12localités) | HUAWEI | Nokia | Boumerdès | Tidjelabine | Ouled Boumerdes | Djezzy | 36.6749 | 3.5192 | 300 |  | New | yh_2095_rf - No Simulation | 1 | 36.678 | 3.5214 | RuralLink |  | RuralLink 900M_O2@GSM_S111@LTE | Directional (A704515S0v06) | 30 | 28 | GF | YES | 1 site->1 villages(2095) | 103.1 | 223.1 | 343.1 | 394
Lot n°122_2135 | Lot N°122 | Lot N°122(14localités) | HUAWEI | Huawei | Tissemsilt | Ammari | Cherrarda | Huawei | 35.6335 | 1.6729 | 647 |  | New | Site10058 | 1 | 35.6383 | 1.6679 | Macro 900 3 sectors |  | 900M_S222@GSM_S111@LTE | Directional (A704516R0v06) | 9 | 13 | RT | YES | 1 site->1 villages(2135) | 351.7 | 111.7 | 231.7 | 702
Lot n°122_2136 | Lot N°122 | Lot N°122(14localités) | HUAWEI | Huawei | Tissemsilt | Ammari | Nouacer | Huawei | 35.5593 | 1.6443 | 440 |  | New | Site10059 | 1 | 35.5605 | 1.6446 | RuralLink |  | RuralLink 900M_O2@GSM_S111@LTE | Directional (A704515S0v06) | 6 | 10 | RT | YES | 1 site->1 villages(2136) | 104.3 | 224.3 | 344.3 | 137
Lot n°122_2137 | Lot N°122 | Lot N°122(14localités) | HUAWEI | Huawei | Tissemsilt | Béni Lahcène | Nouaoura | Huawei | 35.8004 | 1.6904 | 349 |  | New | Site10060 | 1 | 35.8016 | 1.6897 | RuralLink |  | RuralLink 900M_O2@GSM_S111@LTE | Directional (A704515S0v06) | 6 | 10 | RT | YES | 1 site->1 villages(2137) | 67.9 | 187.9 | 307.9 | 143
Lot n°122_2138 | Lot N°122 | Lot N°122(14localités) | HUAWEI | Huawei | Tissemsilt | Bordj Bou Naama | Ouled Maamar Chraga | Huawei | 35.8526 | 1.6509 | 1200 |  | New | site10027 | 2 | 35.8662 | 1.6525 | Macro 900 3 sectors |  | 900M_S222@GSM_S111@LTE | Directional (A704516R0v06) | 30 | 28 | GF | YES | 1 site->2 villages(2138/2142) | 24.2 | 185.6 | 284.9 | 1523
Lot n°122_2139 | Lot N°122 | Lot N°122(14localités) | HUAWEI | Huawei | Tissemsilt | Bordj Bou Naama | Addadoua | Huawei | 35.8577 | 1.5755 | 552 |  | New | Site10007 | 2 | 35.8543 | 1.5689 | Macro 900 3 sectors |  | 900M_S222@GSM_S111@LTE | Directional (A704516R0v06) | 24 | 22 | GF | YES | 1 site->2 villages(2139/2155) | 305.3 | 56.9 | 193.6 | 708
Lot n°122_2140 | Lot N°122 | Lot N°122(14localités) | HUAWEI | Huawei | Tissemsilt | Bordj Bou Naama | Elmlalha | Huawei | 35.8642 | 1.6189 | 310 |  | New | Site10061 | 1 | 35.8612 | 1.6211 | RuralLink |  | RuralLink 900M_O2@GSM_S111@LTE | Directional (A704515S0v06) | 12 | 16 | RT | YES | 1 site->1 villages(2140) | 5 | 125 | 245 | 386
Lot n°122_2141 | Lot N°122 | Lot N°122(14localités) | HUAWEI | Huawei | Tissemsilt | Bordj Bou Naama | El Souaad | Huawei | 35.8355 | 1.6327 | 600 |  | New | Site10062 | 1 | 35.8416 | 1.6294 | Macro 900 3 sectors |  | 900M_S222@GSM_S111@LTE | Directional (A704516R0v06) | 9 | 13 | RT | YES | 1 site->1 villages(2141) | 73.1 | 183.3 | 277.6 | 746
Lot n°122_2142 | Lot N°122 | Lot N°122(14localités) | HUAWEI | Huawei | Tissemsilt | Bordj Bou Naama | Metidja | Huawei | 35.8778 | 1.6589 | 1308 |  | New | site10027 | 2 | 35.8662 | 1.6525 | Macro 900 3 sectors |  | 900M_S222@GSM_S111@LTE | Directional (A704516R0v06) | 30 | 28 | GF | YES | 1 site->2 villages(2138/2142) | 24.2 | 185.6 | 284.9 | 1413
Lot n°122_2143 | Lot N°122 | Lot N°122(14localités) | HUAWEI | Huawei | Tissemsilt | Ouled Bessem | Sidi Abd El Rahmane | Huawei | 35.6836 | 1.7727 | 450 |  | New | Site10078 | 1 | 35.6811 | 1.7752 | RuralLink |  | RuralLink 900M_O2@GSM_S111@LTE | Directional (A704515S0v06) | 6 | 10 | RT | YES | 1 site->1 villages(2143) | 77.1 | 197.1 | 317.1 | 355
Lot n°122_2144 | Lot N°122 | Lot N°122(14localités) | HUAWEI | Huawei | Tissemsilt | Sidi Abed | El Hadjaj | Huawei | 35.7516 | 1.7125 | 260 |  | New | Site10077 | 1 | 35.7522 | 1.7115 | RuralLink |  | RuralLink 900M_O2@GSM_S111@LTE | Directional (A704515S0v06) | 6 | 10 | RT | YES | 1 site->1 villages(2144) | 3.6 | 123.6 | 243.6 | 118
Lot n°122_2145 | Lot N°122 | Lot N°122(14localités) | HUAWEI | Huawei | Tissemsilt | Sidi Abed | Beni Djerten | Huawei | 35.7304 | 1.6759 | 317 |  | New | Site10076 | 1 | 35.725 | 1.6756 | RuralLink |  | RuralLink 900M_O2@GSM_S111@LTE | Directional (A704515S0v06) | 30 | 28 | GF | YES | 1 site->1 villages(2145) | 5.4 | 125.4 | 245.4 | 607
Lot n°122_2146 | Lot N°122 | Lot N°122(14localités) | HUAWEI | Huawei | Tissemsilt | Sidi Abed | El Khreb | Huawei | 35.6814 | 1.7044 | 145 |  | New | Site10075 | 1 | 35.683 | 1.7043 | RuralStar |  | RuralStar 900M_O2@GSM_O1@LTE | OMNI( A70VP1100v06) | 6 | 10 | RT | YES | 1 site->1 villages(2146) | 0 |  |  | 182
Lot n°122_2147 | Lot N°122 | Lot N°122(14localités) | HUAWEI | Huawei | Tissemsilt | Sidi Boutouchent | Ain Bazaz | Huawei | 35.8408 | 1.9291 | 320 |  | New | Site10074 | 1 | 35.8434 | 1.9349 | RuralLink |  | RuralLink 900M_O2@GSM_S111@LTE | Directional (A704515S0v06) | 6 | 10 | RT | YES | 1 site->1 villages(2147) | 39.4 | 159.4 | 279.4 | 604
Lot n°122_2148 | Lot N°122 | Lot N°122(14localités) | HUAWEI | Huawei | Tissemsilt | Tissemsilt | El Khedhourat | Huawei | 35.6396 | 1.8586 | 250 |  | New | Site10073 | 1 | 35.6394 | 1.8531 | RuralLink |  | RuralLink 900M_O2@GSM_S111@LTE | Directional (A704515S0v06) | 12 | 16 | RT | YES | 1 site->1 villages(2148) | 74.9 | 194.9 | 314.9 | 491
Lot n°123_2149 | Lot N°123 | Lot N°123(14localités) | HUAWEI | Huawei | Tissemsilt | Khemisti | EL Maizia | Huawei | 35.6939 | 1.9392 | 210 |  | New | Site10072 | 1 | 35.6911 | 1.9316 | RuralStar |  | RuralStar 900M_O2@GSM_O1@LTE | OMNI( A70VP1100v06) | 6 | 10 | RT | YES | 1 site->1 villages(2149) | 0 |  |  | 754
Lot n°123_2150 | Lot N°123 | Lot N°123(14localités) | HUAWEI | Huawei | Tissemsilt | Khemisti | EL Dialem | Huawei | 35.6851 | 1.9067 | 180 |  | New | Site10071 | 1 | 35.6874 | 1.9089 | RuralStar |  | RuralStar 900M_O2@GSM_O1@LTE | OMNI( A70VP1100v06) | 6 | 10 | RT | YES | 1 site->1 villages(2150) | 0 |  |  | 329
Lot n°123_2151 | Lot N°123 | Lot N°123(14localités) | HUAWEI | Huawei | Tissemsilt | Khemisti | EL Belaadia | Huawei | 35.7182 | 1.8775 | 130 |  | New | Site10070 | 1 | 35.7218 | 1.8812 | RuralStar |  | RuralStar 900M_O2@GSM_O1@LTE | OMNI( A70VP1100v06) | 6 | 10 | RT | YES | 1 site->1 villages(2151) | 0 |  |  | 517
Lot n°123_2152 | Lot N°123 | Lot N°123(14localités) | HUAWEI | Huawei | Tissemsilt | Lardjem | Maameria | Huawei | 35.7174 | 1.5858 | 201 |  | New | Site10069 | 1 | 35.7155 | 1.583 | RuralStar |  | RuralStar 900M_O2@GSM_O1@LTE | OMNI( A70VP1100v06) | 6 | 10 | RT | YES | 1 site->1 villages(2152) | 0 |  |  | 328
Lot n°123_2153 | Lot N°123 | Lot N°123(14localités) | HUAWEI | Huawei | Tissemsilt | Lardjem | Cheraouga | Huawei | 35.775 | 1.5152 | 519 |  | New | Site10068 | 1 | 35.7761 | 1.5151 | RuralLink |  | RuralLink 900M_O2@GSM_S111@LTE | Directional (A704515S0v06) | 6 | 10 | RT | YES | 1 site->1 villages(2153) | 44.4 | 164.4 | 284.4 | 113
Lot n°123_2154 | Lot N°123 | Lot N°123(14localités) | HUAWEI | Huawei | Tissemsilt | Lardjem | Mekhaldia | Huawei | 35.8139 | 1.4736 | 230 |  | New | yh_2154_rf | 1 | 35.8164 | 1.4789 | RuralStar |  | RuralStar 900M_O2@GSM_O1@LTE | OMNI( A70VP1100v06) | 6 | 10 | RT | YES | 1 site->1 villages(2154) | 0 |  |  | 555
Lot n°123_2155 | Lot N°123 | Lot N°123(14localités) | HUAWEI | Huawei | Tissemsilt | Lardjem | EL Amamra | Huawei | 35.8474 | 1.5669 | 413 |  | New | Site10007 | 2 | 35.8543 | 1.5689 | Macro 900 3 sectors |  | 900M_S222@GSM_S111@LTE | Directional (A704516R0v06) | 24 | 22 | GF | YES | 1 site->2 villages(2139/2155) | 305.3 | 56.9 | 193.6 | 785
Lot n°123_2156 | Lot N°123 | Lot N°123(14localités) | HUAWEI | Huawei | Tissemsilt | Lardjem | EL Nedaouat | Huawei | 35.691 | 1.5927 | 408 |  | New | Site10067 | 1 | 35.6913 | 1.5922 | RuralLink |  | RuralLink 900M_O2@GSM_S111@LTE | Directional (A704515S0v06) | 6 | 10 | RT | YES | 1 site->1 villages(2156) | 80.3 | 200.3 | 320.3 | 58
Lot n°123_2157 | Lot N°123 | Lot N°123(14localités) | HUAWEI | Huawei | Tissemsilt | Lardjem | Bab El Bakouche | Huawei | 35.8681 | 1.4446 | 90 |  | New | Site10005 | 1 | 35.874 | 1.451 | RuralStar |  | RuralStar 900M_O2@GSM_O1@LTE | OMNI( A70VP1100v06) | 12 | 16 | RT | YES | 1 site->1 villages(2157) | 0 |  |  | 868
Lot n°123_2158 | Lot N°123 | Lot N°123(14localités) | HUAWEI | Huawei | Tissemsilt | Lardjem | Ouled Ali | Huawei | 35.851 | 1.5304 | 160 |  | New | Site10006 | 1 | 35.8509 | 1.5318 | RuralStar |  | RuralStar 900M_O2@GSM_O1@LTE | OMNI( A70VP1100v06) | 6 | 10 | RT | YES | 1 site->1 villages(2158) | 0 |  |  | 122
Lot n°123_2159 | Lot N°123 | Lot N°123(14localités) | HUAWEI | Huawei | Tissemsilt | Layoune | EL Zaouia | Huawei | 35.6228 | 2.1103 | 250 |  | New | Site10066 | 1 | 35.6215 | 2.1113 | RuralLink |  | RuralLink 900M_O2@GSM_S111@LTE | Directional (A704515S0v06) | 6 | 10 | RT | YES | 1 site->1 villages(2159) | 111.8 | 231.8 | 351.8 | 179
Lot n°123_2160 | Lot N°123 | Lot N°123(14localités) | HUAWEI | Huawei | Tissemsilt | Layoune | Douar Michane | Huawei | 35.6256 | 2.162 | 150 |  | New | Site10065 | 1 | 35.626 | 2.1616 | RuralStar |  | RuralStar 900M_O2@GSM_O1@LTE | OMNI( A70VP1100v06) | 6 | 10 | RT | YES | 1 site->1 villages(2160) | 0 |  |  | 58
Lot n°123_2161 | Lot N°123 | Lot N°123(14localités) | HUAWEI | Huawei | Tissemsilt | Melaab | Douar Sidi Moussa | Huawei | 35.7332 | 1.365 | 200 |  | New | Site10064 | 1 | 35.7333 | 1.3661 | RuralStar |  | RuralStar 900M_O2@GSM_O1@LTE | OMNI( A70VP1100v06) | 9 | 13 | RT | YES | 1 site->1 villages(2161) | 0 |  |  | 106
Lot n°123_2162 | Lot N°123 | Lot N°123(14localités) | HUAWEI | Huawei | Tissemsilt | Melaab | Douar Tafrent | Huawei | 35.6769 | 1.2968 | 70 |  | New | Site10063 | 1 | 35.6751 | 1.2937 | RuralStar |  | RuralStar 900M_O2@GSM_O1@LTE | OMNI( A70VP1100v06) | 18 | 16 | GF | NO | 1 site->1 villages(2162) | 0 |  |  | 349
Lot n°141_2465 | Lot N°141 | Lot N°141 (19 Localités) | HUAWEI | Huawei | Tipaza | Attatba | Hawche Yaakoub | Huawei | 36.5498 | 2.6634 | 300 |  | New | ql20 | 2 | 36.5499 | 2.6651 | Macro 900 3 sectors |  | 900M_S222@GSM_S111@LTE | Directional (A704516R0v06) | 12 | 16 | RT | YES | 1 site->2 villages(2465/2467) | 120.5 | 0.5 | 240.5 | 157
Lot n°141_2466 | Lot N°141 | Lot N°141 (19 Localités) | HUAWEI | Huawei | Tipaza | Attatba | Hai Belkheir | Huawei | 36.5695 | 2.6161 | 1052 |  | New | site10079 | 1 | 36.5703 | 2.6171 | Macro 2100 3 sectors |  | 2100M_S111@UMTS_S111@LTE | Directional (A264518R0v06) | 6 | 10 | RT | YES | 1 site->1 villages(2466) | 106 | 165.7 | 237.2 | 127
Lot n°141_2467 | Lot N°141 | Lot N°141 (19 Localités) | HUAWEI | Huawei | Tipaza | Attatba | Hai Bouchakour | Huawei | 36.5495 | 2.6642 | 600 |  | New | ql20 | 2 | 36.5499 | 2.6651 | Macro 900 3 sectors |  | 900M_S222@GSM_S111@LTE | Directional (A704516R0v06) | 12 | 16 | RT | YES | 1 site->2 villages(2465/2467) | 120.5 | 0.5 | 240.5 | 91
Lot n°141_2468 | Lot N°141 | Lot N°141 (19 Localités) | HUAWEI | Huawei | Tipaza | Attatba | Château Brillant | Huawei | 36.535 | 2.5992 | 226 |  | New | ly141_2474 | 4 | 36.5432 | 2.5938 | Macro 900 3 sectors |  | 900M_S222@GSM_S111@LTE | Directional (A704516R0v06) | 12 | 16 | RT | YES | 1 site->4 villages(2468/2473/2474/2484) | 16 | 152.2 | 239.9 | 1027
Lot n°141_2469 | Lot N°141 | Lot N°141 (19 Localités) | HUAWEI | Huawei | Tipaza | Attatba | Hai Distili | Huawei | 36.5425 | 2.6106 | 226 |  | New | Site10000 | 3 | 36.5469 | 2.6321 | Macro 900 3 sectors |  | 900M_S222@GSM_S111@LTE | Directional (A704516R0v06) | 12 | 16 | RT | YES | 1 site->3 villages(2469/2471/2472) | 343 | 118.5 | 253.9 | 1981
Lot n°141_2471 | Lot N°141 | Lot N°141 (19 Localités) | HUAWEI | Huawei | Tipaza | Attatba | Hai Rouibi 1 | Huawei | 36.5529 | 2.6299 | 150 |  | New | Site10000 | 3 | 36.5469 | 2.6321 | Macro 900 3 sectors |  | 900M_S222@GSM_S111@LTE | Directional (A704516R0v06) | 12 | 16 | RT | YES | 1 site->3 villages(2469/2471/2472) | 343 | 118.5 | 253.9 | 688
Lot n°141_2472 | Lot N°141 | Lot N°141 (19 Localités) | HUAWEI | Huawei | Tipaza | Attatba | Hai Rouibi 2 | Huawei | 36.5469 | 2.6319 | 120 |  | New | Site10000 | 3 | 36.5469 | 2.6321 | Macro 900 3 sectors |  | 900M_S222@GSM_S111@LTE | Directional (A704516R0v06) | 12 | 16 | RT | YES | 1 site->3 villages(2469/2471/2472) | 343 | 118.5 | 253.9 | 21
Lot n°141_2473 | Lot N°141 | Lot N°141 (19 Localités) | HUAWEI | Huawei | Tipaza | Attatba | Hai Safrani | Huawei | 36.5339 | 2.6067 | 350 |  | New | ly141_2474 | 4 | 36.5432 | 2.5938 | Macro 900 3 sectors |  | 900M_S222@GSM_S111@LTE | Directional (A704516R0v06) | 12 | 16 | RT | YES | 1 site->4 villages(2468/2473/2474/2484) | 16 | 152.2 | 239.9 | 1550
Lot n°141_2474 | Lot N°141 | Lot N°141 (19 Localités) | HUAWEI | Huawei | Tipaza | Attatba | Hai Sid Ali Boukataya | Huawei | 36.5429 | 2.5933 | 60 |  | New | ly141_2474 | 4 | 36.5432 | 2.5938 | Macro 900 3 sectors |  | 900M_S222@GSM_S111@LTE | Directional (A704516R0v06) | 12 | 16 | RT | YES | 1 site->4 villages(2468/2473/2474/2484) | 16 | 152.2 | 239.9 | 57
Lot n°141_2475 | Lot N°141 | Lot N°141 (19 Localités) | HUAWEI | Huawei | Tipaza | Cherchell | Douar Bayhou | Huawei | 36.5328 | 2.1761 | 250 |  | New | site10080 | 1 | 36.5333 | 2.1757 | RuralLink |  | RuralLink 900M_O2@GSM_S111@LTE | Directional (A704515S0v06) | 30 | 28 | GF | YES | 1 site->1 villages(2475) | 113.7 | 233.7 | 353.7 | 71
Lot n°141_2476 | Lot N°141 | Lot N°141 (19 Localités) | HUAWEI | Huawei | Tipaza | Damous | Douar Kbaili Charef | Huawei | 36.5094 | 1.7683 | 1000 |  | New | site10081 | 1 | 36.5029 | 1.7668 | Macro 2100 3 sectors |  | 2100M_S111@UMTS_S111@LTE | Directional (A264518R0v06) | 30 | 28 | GF | YES | 1 site->1 villages(2476) | 6 | 126 | 246 | 743
Lot n°141_2477 | Lot N°141 | Lot N°141 (19 Localités) | HUAWEI | Huawei | Tipaza | Damous | Douar El Rouf | Huawei | 36.4972 | 1.6741 | 900 |  | New | SiteT0014 | 3 | 36.5023 | 1.6595 | Macro 900 3 sectors |  | 900M_S222@GSM_S111@LTE | Directional (A704516R0v06) | 24 | 22 | GF | YES | 1 site->3 villages(0025/0028/2477) | 38.8 | 113.7 | 256.3 | 1423
Lot n°141_2478 | Lot N°141 | Lot N°141 (19 Localités) | HUAWEI | Huawei | Tipaza | Damous | Douar Mehfara | Huawei | 36.5167 | 1.6871 | 700 |  | New | site10028 | 2 | 36.5164 | 1.6875 | Macro 900 3 sectors |  | 900M_S222@GSM_S111@LTE | Directional (A704516R0v06) | 12 | 16 | RT | YES | 1 site->2 villages(0034/2478) | 312.7 | 72.7 | 192.7 | 43
Lot n°141_2479 | Lot N°141 | Lot N°141 (19 Localités) | HUAWEI | Huawei | Tipaza | Gouraya | Izeghrathen | Huawei | 36.5709 | 1.9273 | 300 |  | New | site10082 | 1 | 36.5682 | 1.9219 | RuralLink |  | RuralLink 900M_O2@GSM_S111@LTE | Directional (A704515S0v06) | 6 | 10 | RT | YES | 1 site->1 villages(2479) | 47.2 | 167.2 | 287.2 | 564
Lot n°141_2480 | Lot N°141 | Lot N°141 (19 Localités) | HUAWEI | Huawei | Tipaza | Gouraya | Sidi Benyoucef | Huawei | 36.5437 | 1.9514 | 550 |  | New | yh_2480_rf | 1 | 36.543 | 1.9502 | RuralLink |  | RuralLink 900M_O2@GSM_S111@LTE | Directional (A704515S0v06) | 6 | 10 | RT | YES | 1 site->1 villages(2480) | 63.8 | 183.8 | 303.8 | 129
Lot n°141_2481 | Lot N°141 | Lot N°141 (19 Localités) | HUAWEI | Huawei | Tipaza | Gouraya | Iaachourayene | Huawei | 36.531 | 1.9132 | 500 |  | New | site10083 | 1 | 36.5309 | 1.9125 | RuralLink |  | RuralLink 900M_O2@GSM_S111@LTE | Directional (A704515S0v06) | 6 | 10 | RT | YES | 1 site->1 villages(2481) | 101.4 | 221.4 | 341.4 | 63
Lot n°141_2482 | Lot N°141 | Lot N°141 (19 Localités) | HUAWEI | Huawei | Tipaza | Gouraya | Oued Kellal | Huawei | 36.5506 | 1.8789 | 400 |  | New | site10084 | 1 | 36.5501 | 1.877 | RuralLink |  | RuralLink 900M_O2@GSM_S111@LTE | Directional (A704515S0v06) | 6 | 10 | RT | YES | 1 site->1 villages(2482) | 59.6 | 179.6 | 299.6 | 176
Lot n°141_2483 | Lot N°141 | Lot N°141 (19 Localités) | HUAWEI | Huawei | Tipaza | Gouraya | Douar El Rabet | Huawei | 36.5554 | 1.9403 | 600 |  | New | site10033 | 1 | 36.5552 | 1.9405 | Macro 900 3 sectors |  | 900M_S222@GSM_S111@LTE | Directional (A704516R0v06) | 12 | 16 | RT | YES | 1 site->1 villages(2483) | 85.5 | 142.1 | 267.1 | 26
Lot n°142_2484 | Lot N°142 | Lot N°142 (18 Localités) | HUAWEI | Huawei | Tipaza | Ahmer El Aïn | Douar Yahyani Mohamed Madjouba | Huawei | 36.5411 | 2.5838 | 200 |  | New | ly141_2474 | 4 | 36.5432 | 2.5938 | Macro 900 3 sectors |  | 900M_S222@GSM_S111@LTE | Directional (A704516R0v06) | 12 | 16 | RT | YES | 1 site->4 villages(2468/2473/2474/2484) | 16 | 152.2 | 239.9 | 927
Lot n°142_2485 | Lot N°142 | Lot N°142 (18 Localités) | HUAWEI | Huawei | Tipaza | Ahmer El Aïn | Yafoufi Kouider | Huawei | 36.527 | 2.5916 | 300 |  | New | ql31 | 2 | 36.5145 | 2.6117 | Macro 900 3 sectors |  | 900M_S222@GSM_S111@LTE | Directional (A704516R0v06) | 30 | 28 | GF | YES | 1 site->2 villages(2485/0502) | 38.1 | 128.6 | 307.6 | 2274
Lot n°142_2486 | Lot N°142 | Lot N°142 (18 Localités) | HUAWEI | Huawei | Tipaza | Ahmer El Aïn | Elhsassena | Huawei | 36.4628 | 2.5498 | 200 |  | New | site10085 | 1 | 36.4627 | 2.5463 | RuralStar |  | RuralStar 900M_O2@GSM_O1@LTE | OMNI( A70VP1100v06) | 6 | 10 | RT | YES | 1 site->1 villages(2486) | 0 |  |  | 312
Lot n°142_2487 | Lot N°142 | Lot N°142 (18 Localités) | HUAWEI | Huawei | Tipaza | Menaceur | Kalibir | Huawei | 36.4861 | 2.2204 | 800 |  | New | site10034 | 2 | 36.4861 | 2.2203 | Macro 900 3 sectors |  | 900M_S222@GSM_S111@LTE | Directional (A704516R0v06) | 12 | 16 | RT | YES | 1 site->2 villages(2487/2491) | 50.1 | 103.3 | 256.7 | 10
Lot n°142_2488 | Lot N°142 | Lot N°142 (18 Localités) | HUAWEI | Huawei | Tipaza | Menaceur | Iaazaben | Huawei | 36.4687 | 2.28 | 300 |  | New | site10086 | 1 | 36.4674 | 2.2719 | RuralLink |  | RuralLink 900M_O2@GSM_S111@LTE | Directional (A704515S0v06) | 6 | 10 | RT | YES | 1 site->1 villages(2488) | 25.8 | 145.8 | 265.8 | 733
Lot n°142_2489 | Lot N°142 | Lot N°142 (18 Localités) | HUAWEI | Huawei | Tipaza | Menaceur | Oued El Roumane | Huawei | 36.4825 | 2.2602 | 700 |  | New | site10087 | 1 | 36.4793 | 2.2695 | Macro 900 3 sectors |  | 900M_S222@GSM_S111@LTE | Directional (A704516R0v06) | 6 | 10 | RT | YES | 1 site->1 villages(2489) | 19.1 | 158.4 | 297.6 | 903
Lot n°142_2490 | Lot N°142 | Lot N°142 (18 Localités) | HUAWEI | Huawei | Tipaza | Menaceur | Asselene | Huawei | 36.4985 | 2.1897 | 1200 |  | New | site10088 | 1 | 36.5056 | 2.1868 | Macro 2100 3 sectors |  | 2100M_S111@UMTS_S111@LTE | Directional (A264518R0v06) | 6 | 10 | RT | YES | 1 site->1 villages(2490) | 234.1 | 140.7 | 186.3 | 832
Lot n°142_2491 | Lot N°142 | Lot N°142 (18 Localités) | HUAWEI | Huawei | Tipaza | Menaceur | Douar Moujal | Huawei | 36.4921 | 2.2292 | 50 |  | New | site10034 | 2 | 36.4861 | 2.2203 | Macro 900 3 sectors |  | 900M_S222@GSM_S111@LTE | Directional (A704516R0v06) | 12 | 16 | RT | YES | 1 site->2 villages(2487/2491) | 50.1 | 103.3 | 256.7 | 1032
Lot n°142_2492 | Lot N°142 | Lot N°142 (18 Localités) | HUAWEI | Huawei | Tipaza | Menaceur | Douar Serhane | Huawei | 36.5058 | 2.3044 | 500 |  | New | site10089 | 1 | 36.5047 | 2.302 | RuralLink |  | RuralLink 900M_O2@GSM_S111@LTE | Directional (A704515S0v06) | 30 | 28 | GF | YES | 1 site->1 villages(2492) | 38.1 | 158.1 | 278.1 | 256
Lot n°142_2493 | Lot N°142 | Lot N°142 (18 Localités) | HUAWEI | Huawei | Tipaza | Menaceur | Douar Bouharb | Huawei | 36.4678 | 2.1333 | 200 |  | New | site10090 | 1 | 36.4681 | 2.1329 | RuralStar |  | RuralStar 900M_O2@GSM_O1@LTE | OMNI( A70VP1100v06) | 6 | 10 | RT | YES | 1 site->1 villages(2493) | 0 |  |  | 54
Lot n°142_2494 | Lot N°142 | Lot N°142 (18 Localités) | HUAWEI | Huawei | Tipaza | Sidi Amar | Douar Boumaaza | Huawei | 36.5864 | 2.2728 | 250 |  | New | ly142_2494 | 1 | 36.5869 | 2.2673 | RuralLink |  | RuralLink 900M_O2@GSM_S111@LTE | Directional (A704515S0v06) | 12 | 16 | RT | YES | 1 site->1 villages(2494) | 47.5 | 167.5 | 287.5 | 490
Lot n°142_2495 | Lot N°142 | Lot N°142 (18 Localités) | HUAWEI | Huawei | Tipaza | Sidi Amar | Douar Ben Zeghla | Huawei | 36.5729 | 2.2774 | 800 |  | New | site10035 | 1 | 36.5719 | 2.2765 | Macro 2100 3 sectors |  | 2100M_S111@UMTS_S111@LTE | Directional (A264518R0v06) | 12 | 16 | RT | YES | 1 site->1 villages(2495) | 351 | 69 | 204.6 | 139
Lot n°142_2496 | Lot N°142 | Lot N°142 (18 Localités) | HUAWEI | Huawei | Tipaza | Sidi Amar | Douar Charfi | Huawei | 36.5453 | 2.3293 | 500 |  | New | site10091 | 1 | 36.5421 | 2.3282 | RuralLink |  | RuralLink 900M_O2@GSM_S111@LTE | Directional (A704515S0v06) | 30 | 28 | GF | YES | 1 site->1 villages(2496) | 90.5 | 210.5 | 330.5 | 367
Lot n°142_2497 | Lot N°142 | Lot N°142 (18 Localités) | HUAWEI | Huawei | Tipaza | Sidi Amar | Douar Boukerdene | Huawei | 36.5352 | 2.2977 | 200 |  | New | yh_2497_rf | 1 | 36.531 | 2.2971 | RuralStar |  | RuralStar 900M_O2@GSM_O1@LTE | OMNI( A70VP1100v06) | 18 | 22 | RT | YES | 1 site->1 villages(2497) | 0 |  |  | 469
Lot n°142_2498 | Lot N°142 | Lot N°142 (18 Localités) | HUAWEI | Huawei | Tipaza | Sidi Amar | Douar Oulehcen | Huawei | 36.5477 | 2.2755 | 400 |  | New | site10093 | 1 | 36.5484 | 2.2787 | RuralLink |  | RuralLink 900M_O2@GSM_S111@LTE | Directional (A704515S0v06) | 6 | 10 | RT | YES | 1 site->1 villages(2498) | 80.7 | 200.7 | 320.7 | 297
Lot n°142_2499 | Lot N°142 | Lot N°142 (18 Localités) | HUAWEI | Huawei | Tipaza | Sidi Ghilès | Handhala | Huawei | 36.5442 | 2.0833 | 80 |  | New | site10094 | 1 | 36.5407 | 2.0905 | RuralStar |  | RuralStar 900M_O2@GSM_O1@LTE | OMNI( A70VP1100v06) | 30 | 28 | GF | YES | 1 site->1 villages(2499) | 0 |  |  | 747
Lot n°142_2500 | Lot N°142 | Lot N°142 (18 Localités) | HUAWEI | Huawei | Tipaza | Sidi Semiane | Irouisse | Huawei | 36.4931 | 2.0672 | 150 |  | New | site10095 | 1 | 36.4963 | 2.0643 | RuralStar |  | RuralStar 900M_O2@GSM_O1@LTE | OMNI( A70VP1100v06) | 24 | 22 | GF | YES | 1 site->1 villages(2500) | 0 |  |  | 448
Lot n°142_2501 | Lot N°142 | Lot N°142 (18 Localités) | HUAWEI | Huawei | Tipaza | Tipaza | El Beldj | Huawei | 36.635 | 2.3861 | 150 |  | New | site10096 | 1 | 36.6293 | 2.3804 | RuralStar |  | RuralStar 900M_O2@GSM_O1@LTE | OMNI( A70VP1100v06) | 6 | 10 | RT | YES | 1 site->1 villages(2501) | 0 |  |  | 809
Lot n°143_2502 | Lot N°143 | Lot N°143 (18 Localités) | HUAWEI | Huawei | Tipaza | Bourkika | Domaine Djebouri Mohamed 02 | Huawei | 36.52 | 2.4908 | 500 |  | New | Site10014 | 4 | 36.5203 | 2.4917 | Macro 900 3 sectors |  | 900M_S222@GSM_S111@LTE | Directional (A704516R0v06) | 12 | 16 | RT | YES | 1 site->4 villages(2502/2503/2504/2505) | 350.3 | 106.1 | 242.6 | 84
Lot n°143_2503 | Lot N°143 | Lot N°143 (18 Localités) | HUAWEI | Huawei | Tipaza | Bourkika | Domaine Si Mahyedine | Huawei | 36.5319 | 2.4956 | 727 |  | New | Site10014 | 4 | 36.5203 | 2.4917 | Macro 900 3 sectors |  | 900M_S222@GSM_S111@LTE | Directional (A704516R0v06) | 12 | 16 | RT | YES | 1 site->4 villages(2502/2503/2504/2505) | 350.3 | 106.1 | 242.6 | 1336
Lot n°143_2504 | Lot N°143 | Lot N°143 (18 Localités) | HUAWEI | Huawei | Tipaza | Bourkika | Domaine Toumi Ahmed 02 | Huawei | 36.5308 | 2.4894 | 418 |  | New | Site10014 | 4 | 36.5203 | 2.4917 | Macro 900 3 sectors |  | 900M_S222@GSM_S111@LTE | Directional (A704516R0v06) | 12 | 16 | RT | YES | 1 site->4 villages(2502/2503/2504/2505) | 350.3 | 106.1 | 242.6 | 1183
Lot n°143_2505 | Lot N°143 | Lot N°143 (18 Localités) | HUAWEI | Huawei | Tipaza | Bourkika | Domaine Kadaye El Hadj | Huawei | 36.5186 | 2.4992 | 790 |  | New | Site10014 | 4 | 36.5203 | 2.4917 | Macro 900 3 sectors |  | 900M_S222@GSM_S111@LTE | Directional (A704516R0v06) | 12 | 16 | RT | YES | 1 site->4 villages(2502/2503/2504/2505) | 350.3 | 106.1 | 242.6 | 697
Lot n°143_2510 | Lot N°143 | Lot N°143 (18 Localités) | HUAWEI | Huawei | Tipaza | Bourkika | Domaine Cheffali | Huawei | 36.5153 | 2.5219 | 400 |  | New | ql06 | 2 | 36.515 | 2.5217 | Macro 900 3 sectors |  | 900M_S222@GSM_S111@LTE | Directional (A704516R0v06) | 12 | 16 | RT | YES | 1 site->2 villages(2510/2511) | 39.1 | 139 | 238.9 | 38
Lot n°143_2511 | Lot N°143 | Lot N°143 (18 Localités) | HUAWEI | Huawei | Tipaza | Bourkika | Domaine Kmondète | Huawei | 36.5108 | 2.5131 | 200 |  | New | ql06 | 2 | 36.515 | 2.5217 | Macro 900 3 sectors |  | 900M_S222@GSM_S111@LTE | Directional (A704516R0v06) | 12 | 16 | RT | YES | 1 site->2 villages(2510/2511) | 39.1 | 139 | 238.9 | 900
Lot n°143_2514 | Lot N°143 | Lot N°143 (18 Localités) | HUAWEI | Huawei | Tipaza | Hadjout | Cité Frère Abd Errahmene | Huawei | 36.5433 | 2.4494 | 1200 |  | New | site10098 | 1 | 36.5423 | 2.4516 | Macro 2100 3 sectors |  | 2100M_S111@UMTS_S111@LTE | Directional (A264518R0v06) | 12 | 16 | RT | YES | 1 site->1 villages(2514) | 318.9 | 143.4 | 257.5 | 226
Lot n°143_2515 | Lot N°143 | Lot N°143 (18 Localités) | HUAWEI | Huawei | Tipaza | Larhat | Sidi Salem | Huawei | 36.495 | 1.7917 | 400 |  | New | site10099 | 1 | 36.4965 | 1.7888 | RuralLink |  | RuralLink 900M_O2@GSM_S111@LTE | Directional (A704515S0v06) | 6 | 10 | RT | YES | 1 site->1 villages(2515) | 114.4 | 234.4 | 354.4 | 304
Lot n°143_2516 | Lot N°143 | Lot N°143 (18 Localités) | HUAWEI | Huawei | Tipaza | Larhat | Douar Imadjadj | Huawei | 36.545 | 1.8432 | 577 |  | New | site10100 | 2 | 36.5454 | 1.8436 | Macro 900 3 sectors |  | 900M_S222@GSM_S111@LTE | Directional (A704516R0v06) | 30 | 28 | GF | YES | 1 site->2 villages(2516/2517) | 340.6 | 100.6 | 220.6 | 67
Lot n°143_2517 | Lot N°143 | Lot N°143 (18 Localités) | HUAWEI | Huawei | Tipaza | Larhat | Douar Machtita | Huawei | 36.5361 | 1.825 | 519 |  | New | site10100 | 2 | 36.5454 | 1.8436 | Macro 900 3 sectors |  | 900M_S222@GSM_S111@LTE | Directional (A704516R0v06) | 30 | 28 | GF | YES | 1 site->2 villages(2516/2517) | 340.6 | 100.6 | 220.6 | 1961
Lot n°143_2518 | Lot N°143 | Lot N°143 (18 Localités) | HUAWEI | Huawei | Tipaza | Sidi Rached | Hai Chalabi Abd El Kader Tenten | Huawei | 36.5669 | 2.5706 | 333 |  | New | Site10202 | 1 | 36.5656 | 2.5806 | RuralLink |  | RuralLink 900M_O2@GSM_S111@LTE | Directional (A704515S0v06) | 12 | 16 | RT | YES | 1 site->1 villages(2518) | 29.6 | 149.6 | 269.6 | 911
Lot n°144_2520 | Lot N°144 | Lot N°144 (17 Localités) | HUAWEI | Nokia | Mila | BOUHATEM | Ain Boudaoua | Djezzy | 36.2966 | 6.0826 | 400 |  | New | lc_site70 | 1 | 36.2999 | 6.0902 | RuralLink |  | RuralLink 900M_O2@GSM_S111@LTE | Directional (A704515S0v06) | 12 | 16 | RT | YES | 1 site->1 villages(2520) | 117.1 | 237.1 | 357.1 | 770
Lot n°144_2521 | Lot N°144 | Lot N°144 (17 Localités) | HUAWEI | Nokia | Mila | Mila | Ouled Bouhama | Djezzy | 36.4029 | 6.2062 | 854 |  | New | lc_site71 | 1 | 36.4015 | 6.2102 | Macro 2100 3 sectors |  | 2100M_S111@UMTS_S111@LTE | Directional (A264518R0v06) | 12 | 16 | RT | YES | 1 site->1 villages(2521) | 56.4 | 115.8 | 268.1 | 393
Lot n°144_2522 | Lot N°144 | Lot N°144 (17 Localités) | HUAWEI | Nokia | Mila | Mila | Knazaa | Djezzy | 36.4577 | 6.318 | 680 |  | New | lc_site72 | 1 | 36.4524 | 6.3168 | Macro 900 3 sectors |  | 900M_S222@GSM_S111@LTE | Directional (A704516R0v06) | 12 | 16 | RT | YES | 1 site->1 villages(2522) | 18.5 | 91.4 | 313.1 | 600
Lot n°144_2523 | Lot N°144 | Lot N°144 (17 Localités) | HUAWEI | Nokia | Mila | Tadjnanet | Ben Serrour | Djezzy | 36.1719 | 5.93 | 821 |  | New | ql16 | 2 | 36.177 | 5.9465 | Macro 900 3 sectors |  | 900M_S222@GSM_S111@LTE | Directional (A704516R0v06) | 24 | 22 | GF | YES | 1 site->2 villages(2523/2524) | 145.6 | 42.1 | 249.1 | 1589
Lot n°144_2524 | Lot N°144 | Lot N°144 (17 Localités) | HUAWEI | Nokia | Mila | Tadjnanet | Lemraouna | Djezzy | 36.1863 | 5.957 | 772 |  | New | ql16 | 2 | 36.177 | 5.9465 | Macro 900 3 sectors |  | 900M_S222@GSM_S111@LTE | Directional (A704516R0v06) | 24 | 22 | GF | YES | 1 site->2 villages(2523/2524) | 145.6 | 42.1 | 249.1 | 1400
Lot n°144_2526 | Lot N°144 | Lot N°144 (17 Localités) | HUAWEI | Nokia | Mila | Tadjnanet | El Djahli | Djezzy | 36.0524 | 5.9993 | 1602 |  | New | lc_site76 | 1 | 36.0526 | 5.9993 | Macro 2100 3 sectors |  | 2100M_S111@UMTS_S111@LTE | Directional (A264518R0v06) | 12 | 16 | RT | YES | 1 site->1 villages(2526) | 20.7 | 113.6 | 68.4 | 21
Lot n°144_2527 | Lot N°144 | Lot N°144 (17 Localités) | HUAWEI | Nokia | Mila | Tadjnanet | Ouled Bouzid | Djezzy | 35.9185 | 6.015 | 860 |  | New | lc_site77 | 1 | 35.9188 | 6.0126 | Macro 2100 3 sectors |  | 2100M_S111@UMTS_S111@LTE | Directional (A264518R0v06) | 12 | 16 | RT | YES | 1 site->1 villages(2527) | 42.4 | 87.8 | 200 | 217
Lot n°144_2528 | Lot N°144 | Lot N°144 (17 Localités) | HUAWEI | Nokia | Mila | Tassala Lemataï | Bouarbia | Djezzy | 36.5317 | 6.0127 | 1115 |  | New | lc_site78 | 2 | 36.5398 | 6.012 | Macro 900 3 sectors |  | 900M_S222@GSM_S111@LTE | Directional (A704516R0v06) | 12 | 16 | RT | YES | 1 site->2 villages(2528/2530) | 39.4 | 176.1 | 262.8 | 904
Lot n°144_2529 | Lot N°144 | Lot N°144 (17 Localités) | HUAWEI | Nokia | Mila | Tassala Lemataï | El Guarnia | Djezzy | 36.5463 | 5.9869 | 1830 |  | New | ql35 | 1 | 36.546 | 5.9868 | Macro 2100 3 sectors |  | 2100M_S111@UMTS_S111@LTE | Directional (A264518R0v06) | 12 | 16 | RT | YES | 1 site->1 villages(2529) | 311.9 | 148.4 | 251.7 | 36
Lot n°144_2530 | Lot N°144 | Lot N°144 (17 Localités) | HUAWEI | Nokia | Mila | Tassala Lemataï | El Chhalta | Djezzy | 36.5398 | 6.0116 | 1521 |  | New | lc_site78 | 2 | 36.5398 | 6.012 | Macro 900 3 sectors |  | 900M_S222@GSM_S111@LTE | Directional (A704516R0v06) | 12 | 16 | RT | YES | 1 site->2 villages(2528/2530) | 39.4 | 176.1 | 262.8 | 36
Lot n°144_2531 | Lot N°144 | Lot N°144 (17 Localités) | HUAWEI | Nokia | Mila | Télerghma | Ouled Djalli | Djezzy | 36.1567 | 6.3213 | 964 |  | New | lc_site81 | 1 | 36.1562 | 6.3209 | Macro 2100 3 sectors |  | 2100M_S111@UMTS_S111@LTE | Directional (A264518R0v06) | 9 | 13 | RT | YES | 1 site->1 villages(2531) | 34.3 | 80.3 | 248.5 | 70
Lot n°144_2533 | Lot N°144 | Lot N°144 (17 Localités) | HUAWEI | Nokia | Mila | TIBERGUENT | Timridjine | Djezzy | 36.4297 | 5.9901 | 705 |  | New | lc_site83 | 1 | 36.4299 | 5.9904 | Macro 900 3 sectors |  | 900M_S222@GSM_S111@LTE | Directional (A704516R0v06) | 30 | 28 | GF | YES | 1 site->1 villages(2533) | 20.5 | 192.4 | 320 | 32
Lot n°144_2534 | Lot N°144 | Lot N°144 (17 Localités) | HUAWEI | Nokia | Mila | YAHIA BENIGUECHA | El Khalfi | Djezzy | 36.3734 | 5.9927 | 739 |  | New | lc_site84 | 1 | 36.3734 | 5.9929 | Macro 900 3 sectors |  | 900M_S222@GSM_S111@LTE | Directional (A704516R0v06) | 12 | 16 | RT | YES | 1 site->1 villages(2534) | 354.6 | 86.1 | 185.6 | 15
Lot n°144_2535 | Lot N°144 | Lot N°144 (17 Localités) | HUAWEI | Nokia | Mila | Zeghaïa | Djelama | Djezzy | 36.5005 | 6.2056 | 921 |  | New | lc_site85 | 1 | 36.5031 | 6.2089 | Macro 2100 3 sectors |  | 2100M_S111@UMTS_S111@LTE | Directional (A264518R0v06) | 12 | 16 | RT | YES | 1 site->1 villages(2535) | 317.2 | 201.9 | 265.3 | 407
Lot n°145_2537 | Lot N°145 | Lot N°145 (17 Localités) | HUAWEI | Nokia | Mila | Chelghoum Laïd | El Bekhabekha | Djezzy | 36.233 | 6.1213 | 646 |  | New | lc_site87 | 1 | 36.2327 | 6.1199 | Macro 900 3 sectors |  | 900M_S222@GSM_S111@LTE | Directional (A704516R0v06) | 12 | 16 | RT | YES | 1 site->1 villages(2537) | 42.3 | 132.8 | 227.9 | 128
Lot n°145_2538 | Lot N°145 | Lot N°145 (17 Localités) | HUAWEI | Nokia | Mila | Chelghoum Laïd | Ouled Chelihe | Djezzy | 36.2092 | 6.1179 | 489 |  | New | yh_2546_2538_gf | 2 | 36.206 | 6.0991 | Macro 900 3 sectors |  | 900M_S222@GSM_S111@LTE | Directional (A704516R0v06) | 24 | 22 | GF | YES | 1 site->2 villages(2538/2546) | 334.2 | 77.9 | 230.5 | 1729
Lot n°145_2539 | Lot N°145 | Lot N°145 (17 Localités) | HUAWEI | Nokia | Mila | Chelghoum Laïd | Ouskorte | Djezzy | 36.0888 | 6.156 | 864 |  | New | lc_site89 | 2 | 36.0876 | 6.1605 | Macro 900 3 sectors |  | 900M_S222@GSM_S111@LTE | Directional (A704516R0v06) | 30 | 28 | GF | YES | 1 site->2 villages(2539/2585) | 45.5 | 163.6 | 287.4 | 416
Lot n°145_2540 | Lot N°145 | Lot N°145 (17 Localités) | HUAWEI | Nokia | Mila | Chelghoum Laïd | El Dakhela | Djezzy | 36.136 | 6.1141 | 893 |  | New | ql17 | 1 | 36.1355 | 6.1137 | Macro 2100 3 sectors |  | 2100M_S111@UMTS_S111@LTE | Directional (A264518R0v06) | 12 | 16 | RT | YES | 1 site->1 villages(2540) | 55.3 | 139.5 | 238.8 | 69
Lot n°145_2542 | Lot N°145 | Lot N°145 (17 Localités) | HUAWEI | Nokia | Mila | Chelghoum Laïd | El Charef | Djezzy | 36.1442 | 6.2069 | 671 |  | New | lc_site93 | 3 | 36.1264 | 6.2101 | Macro 900 3 sectors |  | 900M_S222@GSM_S111@LTE | Directional (A704516R0v06) | 30 | 28 | GF | YES | 1 site->3 villages(2542/2543/2544) | 351.8 | 107.3 | 222.7 | 2008
Lot n°145_2543 | Lot N°145 | Lot N°145 (17 Localités) | HUAWEI | Nokia | Mila | Chelghoum Laïd | Ain Ben Sahli | Djezzy | 36.1208 | 6.2037 | 1248 |  | New | lc_site93 | 3 | 36.1264 | 6.2101 | Macro 900 3 sectors |  | 900M_S222@GSM_S111@LTE | Directional (A704516R0v06) | 30 | 28 | GF | YES | 1 site->3 villages(2542/2543/2544) | 351.8 | 107.3 | 222.7 | 849
Lot n°145_2544 | Lot N°145 | Lot N°145 (17 Localités) | HUAWEI | Nokia | Mila | Chelghoum Laïd | Demte Lefrase | Djezzy | 36.1121 | 6.2038 | 578 |  | New | lc_site93 | 3 | 36.1264 | 6.2101 | Macro 900 3 sectors |  | 900M_S222@GSM_S111@LTE | Directional (A704516R0v06) | 30 | 28 | GF | YES | 1 site->3 villages(2542/2543/2544) | 351.8 | 107.3 | 222.7 | 1687
Lot n°145_2546 | Lot N°145 | Lot N°145 (17 Localités) | HUAWEI | Nokia | Mila | Chelghoum Laïd | L’Mebdouaa | Djezzy | 36.1954 | 6.0832 | 503 |  | New | yh_2546_2538_gf | 2 | 36.206 | 6.0991 | Macro 900 3 sectors |  | 900M_S222@GSM_S111@LTE | Directional (A704516R0v06) | 24 | 22 | GF | YES | 1 site->2 villages(2538/2546) | 334.2 | 77.9 | 230.5 | 1844
Lot n°145_2548 | Lot N°145 | Lot N°145 (17 Localités) | HUAWEI | Nokia | Mila | GRAREM GOUGA | Berrak | Djezzy | 36.5502 | 6.4049 | 591 |  | New | lc_site98 | 1 | 36.549 | 6.4063 | RuralLink |  | RuralLink 900M_O2@GSM_S111@LTE | Directional (A704515S0v06) | 30 | 28 | GF | YES | 1 site->1 villages(2548) | 99.6 | 219.6 | 339.6 | 188
Lot n°145_2549 | Lot N°145 | Lot N°145 (17 Localités) | HUAWEI | Nokia | Mila | GRAREM GOUGA | Chrarou | Djezzy | 36.5088 | 6.3782 | 742 |  | New | yh_2553_2549_gf | 2 | 36.5198 | 6.3804 | Macro 900 3 sectors |  | 900M_S222@GSM_S111@LTE | Directional (A704516R0v06) | 30 | 28 | GF | YES | 1 site->2 villages(2549/2553) | 58.8 | 189.3 | 288.3 | 1244
Lot n°145_2550 | Lot N°145 | Lot N°145 (17 Localités) | HUAWEI | Nokia | Mila | GRAREM GOUGA | El Mara | Djezzy | 36.5472 | 6.4645 | 256 |  | New | lc_site100 | 1 | 36.5467 | 6.4634 | RuralLink |  | RuralLink 900M_O2@GSM_S111@LTE | Directional (A704515S0v06) | 12 | 16 | RT | YES | 1 site->1 villages(2550) | 107.2 | 227.2 | 347.2 | 119
Lot n°145_2551 | Lot N°145 | Lot N°145 (17 Localités) | HUAWEI | Nokia | Mila | GRAREM GOUGA | Bougandoule | Djezzy | 36.5217 | 6.4565 | 381 |  | New | lc_site101 | 1 | 36.5209 | 6.4585 | RuralLink |  | RuralLink 900M_O2@GSM_S111@LTE | Directional (A704515S0v06) | 12 | 16 | RT | NO | 1 site->1 villages(2551) | 112.6 | 232.6 | 352.6 | 195
Lot n°145_2552 | Lot N°145 | Lot N°145 (17 Localités) | HUAWEI | Nokia | Mila | GRAREM GOUGA | Elhadria | Djezzy | 36.5635 | 6.2999 | 595 |  | New | lc_R4_900023_P595 | 1 | 36.5594 | 6.3007 | Macro 900 3 sectors |  | 900M_S222@GSM_S111@LTE | Directional (A704516R0v06) | 12 | 16 | RT | YES | 1 site->1 villages(2552) | 282.8 | 96.9 | 192.6 | 466
Lot n°145_2553 | Lot N°145 | Lot N°145 (17 Localités) | HUAWEI | Nokia | Mila | GRAREM GOUGA | Segudal | Djezzy | 36.5212 | 6.375 | 580 |  | New | yh_2553_2549_gf | 2 | 36.5198 | 6.3804 | Macro 900 3 sectors |  | 900M_S222@GSM_S111@LTE | Directional (A704516R0v06) | 30 | 28 | GF | YES | 1 site->2 villages(2549/2553) | 58.8 | 189.3 | 288.3 | 510
Lot n°146_2554 | Lot N°146 | Lot N°146 (16 Localités) | HUAWEI | Nokia | Mila | Ahmed Rachedi | Tamda | Djezzy | 36.3732 | 6.1374 | 684 |  | New | lc_site104 | 1 | 36.3726 | 6.1382 | Macro 900 3 sectors |  | 900M_S222@GSM_S111@LTE | Directional (A704516R0v06) | 12 | 16 | RT | YES | 1 site->1 villages(2554) | 349.8 | 156.6 | 213.8 | 99
Lot n°146_2555 | Lot N°146 | Lot N°146 (16 Localités) | HUAWEI | Nokia | Mila | Ahmed Rachedi | El Bdjahtha | Djezzy | 36.3541 | 6.165 | 386 |  | New | lc_site105 | 2 | 36.3543 | 6.1649 | Macro 900 3 sectors |  | 900M_S222@GSM_S111@LTE | Directional (A704516R0v06) | 30 | 28 | GF | YES | 1 site->2 villages(2555/2558) | 354.8 | 162.2 | 258.5 | 22
Lot n°146_2556 | Lot N°146 | Lot N°146 (16 Localités) | HUAWEI | Nokia | Mila | Ahmed Rachedi | Tebtaba | Djezzy | 36.3121 | 6.1494 | 300 |  | New | lc_site68 | 2 | 36.322 | 6.1419 | Macro 900 3 sectors |  | 900M_S222@GSM_S111@LTE | Directional (A704516R0v06) | 12 | 16 | RT | YES | 1 site->2 villages(2556/2557) | 11.5 | 131.5 | 251.5 | 1286
Lot n°146_2557 | Lot N°146 | Lot N°146 (16 Localités) | HUAWEI | Nokia | Mila | Ahmed Rachedi | Ouled El Nedjahe | Djezzy | 36.3202 | 6.1444 | 213 |  | New | lc_site68 | 2 | 36.322 | 6.1419 | Macro 900 3 sectors |  | 900M_S222@GSM_S111@LTE | Directional (A704516R0v06) | 12 | 16 | RT | YES | 1 site->2 villages(2556/2557) | 11.5 | 131.5 | 251.5 | 304
Lot n°146_2558 | Lot N°146 | Lot N°146 (16 Localités) | HUAWEI | Nokia | Mila | Ahmed Rachedi | Ouled Bouazoune | Djezzy | 36.368 | 6.1634 | 472 |  | New | lc_site105 | 2 | 36.3543 | 6.1649 | Macro 900 3 sectors |  | 900M_S222@GSM_S111@LTE | Directional (A704516R0v06) | 30 | 28 | GF | YES | 1 site->2 villages(2555/2558) | 354.8 | 162.2 | 258.5 | 1526
Lot n°146_2559 | Lot N°146 | Lot N°146 (16 Localités) | HUAWEI | Nokia | Mila | Aïn Beïda Harriche | Aziza | Djezzy | 36.3846 | 5.8211 | 516 |  | New | lc_site107 | 2 | 36.3842 | 5.8262 | Macro 900 3 sectors |  | 900M_S222@GSM_S111@LTE | Directional (A704516R0v06) | 30 | 28 | GF | YES | 1 site->2 villages(2559/2560) | 14.1 | 112.9 | 275.4 | 465
Lot n°146_2560 | Lot N°146 | Lot N°146 (16 Localités) | HUAWEI | Nokia | Mila | Aïn Beïda Harriche | Nouader Azlefe | Djezzy | 36.3813 | 5.8347 | 889 |  | New | lc_site107 | 2 | 36.3842 | 5.8262 | Macro 900 3 sectors |  | 900M_S222@GSM_S111@LTE | Directional (A704516R0v06) | 30 | 28 | GF | YES | 1 site->2 villages(2559/2560) | 14.1 | 112.9 | 275.4 | 819
Lot n°146_2561 | Lot N°146 | Lot N°146 (16 Localités) | HUAWEI | Nokia | Mila | Aïn Mellouk | Mechta El Beisa | Djezzy | 36.3234 | 6.2218 | 558 |  | New | yh_2561_2562_rf | 2 | 36.3162 | 6.2163 | Macro 900 3 sectors |  | 900M_S222@GSM_S111@LTE | Directional (A704516R0v06) | 30 | 28 | GF | YES | 1 site->2 villages(2561/2562) | 278.3 | 32 | 164.6 | 941
Lot n°146_2562 | Lot N°146 | Lot N°146 (16 Localités) | HUAWEI | Nokia | Mila | Aïn Mellouk | Machtate El Baala | Djezzy | 36.2955 | 6.2234 | 621 |  | New | yh_2561_2562_rf | 2 | 36.3162 | 6.2163 | Macro 900 3 sectors |  | 900M_S222@GSM_S111@LTE | Directional (A704516R0v06) | 30 | 28 | GF | YES | 1 site->2 villages(2561/2562) | 278.3 | 32 | 164.6 | 2384
Lot n°146_2563 | Lot N°146 | Lot N°146 (16 Localités) | HUAWEI | Nokia | Mila | Aïn Tine | Mouhamed Beloussif | Djezzy | 36.4155 | 6.3424 | 800 |  | New | lc_site111 | 1 | 36.4158 | 6.3429 | Macro 2100 3 sectors |  | 2100M_S111@UMTS_S111@LTE | Directional (A264518R0v06) | 12 | 16 | RT | YES | 1 site->1 villages(2563) | 19.8 | 86.1 | 254.9 | 61
Lot n°146_2564 | Lot N°146 | Lot N°146 (16 Localités) | HUAWEI | Nokia | Mila | Aïn Tine | Douar Ben Zakri | Djezzy | 36.4038 | 6.2998 | 1200 |  | New | lc_site112 | 1 | 36.4036 | 6.2996 | Macro 2100 3 sectors |  | 2100M_S111@UMTS_S111@LTE | Directional (A264518R0v06) | 12 | 16 | RT | YES | 1 site->1 villages(2564) | 30.9 | 118.5 | 319.1 | 21
Lot n°146_2565 | Lot N°146 | Lot N°146 (16 Localités) | HUAWEI | Nokia | Mila | Amira Arras | Mechta Melal | Djezzy | 36.5011 | 6.1051 | 600 |  | New | lc_site113 | 2 | 36.5009 | 6.1008 | Macro 900 3 sectors |  | 900M_S222@GSM_S111@LTE | Directional (A704516R0v06) | 12 | 16 | RT | YES | 1 site->2 villages(2565/2566) | 353.2 | 85.3 | 261 | 391
Lot n°146_2566 | Lot N°146 | Lot N°146 (16 Localités) | HUAWEI | Nokia | Mila | Amira Arras | Taghlisa | Djezzy | 36.4998 | 6.0925 | 700 |  | New | lc_site113 | 2 | 36.5009 | 6.1008 | Macro 900 3 sectors |  | 900M_S222@GSM_S111@LTE | Directional (A704516R0v06) | 12 | 16 | RT | YES | 1 site->2 villages(2565/2566) | 353.2 | 85.3 | 261 | 748
Lot n°146_2568 | Lot N°146 | Lot N°146 (16 Localités) | HUAWEI | Nokia | Mila | Amira Arras | Brahme Ben Ali | Djezzy | 36.5301 | 6.0247 | 790 |  | New | lc_site116 | 1 | 36.5299 | 6.0246 | Macro 2100 3 sectors |  | 2100M_S111@UMTS_S111@LTE | Directional (A264518R0v06) | 12 | 16 | RT | YES | 1 site->1 villages(2568) | 291.9 | 102.7 | 239.5 | 21
Lot n°146_2569 | Lot N°146 | Lot N°146 (16 Localités) | HUAWEI | Nokia | Mila | Benyahia Abderrahmane | Elbier | Djezzy | 36.208 | 6.0305 | 1369 |  | New | lc_site117 | 1 | 36.2086 | 6.0303 | Macro 2100 3 sectors |  | 2100M_S111@UMTS_S111@LTE | Directional (A264518R0v06) | 12 | 16 | RT | YES | 1 site->1 villages(2569) | 348.4 | 125.5 | 253.5 | 76
Lot n°147_2570 | Lot N°147 | Lot N°147 (16 Localités) | HUAWEI | Nokia | Mila | Chigara | Oualdjate Boukhlif | Djezzy | 36.5353 | 6.2077 | 1143 |  | New | lc_site118 | 1 | 36.5354 | 6.2085 | Macro 2100 3 sectors |  | 2100M_S111@UMTS_S111@LTE | Directional (A264518R0v06) | 12 | 16 | RT | YES | 1 site->1 villages(2570) | 55.9 | 198.3 | 260.5 | 71
Lot n°147_2571 | Lot N°147 | Lot N°147 (16 Localités) | HUAWEI | Nokia | Mila | Derradji Bousselah | Elkherba | Djezzy | 36.339 | 5.9205 | 559 |  | New | lc_site119 | 2 | 36.3388 | 5.9163 | Macro 900 3 sectors |  | 900M_S222@GSM_S111@LTE | Directional (A704516R0v06) | 12 | 16 | RT | YES | 1 site->2 villages(2571/2577) | 326.7 | 86 | 206.4 | 376
Lot n°147_2572 | Lot N°147 | Lot N°147 (16 Localités) | HUAWEI | Nokia | Mila | Derradji Bousselah | Ras Djbel | Djezzy | 36.3145 | 5.9848 | 506 |  | New | lc_site120 | 1 | 36.3132 | 5.9847 | RuralLink |  | RuralLink 900M_O2@GSM_S111@LTE | Directional (A704515S0v06) | 12 | 16 | RT | YES | 1 site->1 villages(2572) | 39.3 | 159.3 | 279.3 | 154
Lot n°147_2573 | Lot N°147 | Lot N°147 (16 Localités) | HUAWEI | Nokia | Mila | Derradji Bousselah | Chaab Nechem | Djezzy | 36.3012 | 5.939 | 418 |  | New | lc_site124 | 3 | 36.2892 | 5.9185 | Macro 900 3 sectors |  | 900M_S222@GSM_S111@LTE | Directional (A704516R0v06) | 30 | 28 | GF | YES | 1 site->3 villages(2573/2574/2576) | 50.6 | 170.6 | 290.6 | 2277
Lot n°147_2574 | Lot N°147 | Lot N°147 (16 Localités) | HUAWEI | Nokia | Mila | Derradji Bousselah | Zemra | Djezzy | 36.3015 | 5.9371 | 525 |  | New | lc_site124 | 3 | 36.2892 | 5.9185 | Macro 900 3 sectors |  | 900M_S222@GSM_S111@LTE | Directional (A704516R0v06) | 30 | 28 | GF | YES | 1 site->3 villages(2573/2574/2576) | 50.6 | 170.6 | 290.6 | 2163
Lot n°147_2575 | Lot N°147 | Lot N°147 (16 Localités) | HUAWEI | Nokia | Mila | Derradji Bousselah | Ain Elbeida | Djezzy | 36.2482 | 5.9401 | 576 |  | New | lc_site123 | 1 | 36.2501 | 5.94 | RuralLink |  | RuralLink 900M_O2@GSM_S111@LTE | Directional (A704515S0v06) | 12 | 16 | RT | YES | 1 site->1 villages(2575) | 96.2 | 216.2 | 336.2 | 206
Lot n°147_2576 | Lot N°147 | Lot N°147 (16 Localités) | HUAWEI | Nokia | Mila | Derradji Bousselah | Mechta Bouhatem | Djezzy | 36.2892 | 5.9185 | 471 |  | New | lc_site124 | 3 | 36.2892 | 5.9185 | Macro 900 3 sectors |  | 900M_S222@GSM_S111@LTE | Directional (A704516R0v06) | 30 | 28 | GF | YES | 1 site->3 villages(2573/2574/2576) | 50.6 | 170.6 | 290.6 | 0
Lot n°147_2577 | Lot N°147 | Lot N°147 (16 Localités) | HUAWEI | Nokia | Mila | Derradji Bousselah | Elassem | Djezzy | 36.341 | 5.9145 | 597 |  | New | lc_site119 | 2 | 36.3388 | 5.9163 | Macro 900 3 sectors |  | 900M_S222@GSM_S111@LTE | Directional (A704516R0v06) | 12 | 16 | RT | YES | 1 site->2 villages(2571/2577) | 326.7 | 86 | 206.4 | 292
Lot n°147_2578 | Lot N°147 | Lot N°147 (16 Localités) | HUAWEI | Nokia | Mila | Derradji Bousselah | Ain Defla | Djezzy | 36.2745 | 5.9762 | 561 |  | New | lc_site126 | 1 | 36.2745 | 5.9763 | RuralLink |  | RuralLink 900M_O2@GSM_S111@LTE | Directional (A704515S0v06) | 12 | 16 | RT | YES | 1 site->1 villages(2578) | 38.9 | 158.9 | 278.9 | 14
Lot n°147_2579 | Lot N°147 | Lot N°147 (16 Localités) | HUAWEI | Nokia | Mila | Elayadi Barbès | Ouled Tague | Djezzy | 36.45 | 5.7806 | 400 |  | New | lc_site127 | 1 | 36.45 | 5.7806 | RuralLink |  | RuralLink 900M_O2@GSM_S111@LTE | Directional (A704515S0v06) | 12 | 16 | RT | YES | 1 site->1 villages(2579) | 17.1 | 137.1 | 257.1 | 9
Lot n°147_2580 | Lot N°147 | Lot N°147 (16 Localités) | HUAWEI | Nokia | Mila | Elayadi Barbès | Ghare El Zitounne | Djezzy | 36.4011 | 5.8455 | 350 |  | New | lc_site128 | 1 | 36.4005 | 5.8403 | RuralLink |  | RuralLink 900M_O2@GSM_S111@LTE | Directional (A704515S0v06) | 12 | 16 | RT | YES | 1 site->1 villages(2580) | 11 | 131 | 251 | 471
Lot n°147_2581 | Lot N°147 | Lot N°147 (16 Localités) | HUAWEI | Nokia | Mila | Elayadi Barbès | Mardj El Ramanne | Djezzy | 36.4618 | 5.8759 | 980 |  | New | lc_site129 | 1 | 36.4581 | 5.8716 | Macro 2100 3 sectors |  | 2100M_S111@UMTS_S111@LTE | Directional (A264518R0v06) | 12 | 16 | RT | YES | 1 site->1 villages(2581) | 299.8 | 43.8 | 223 | 560
Lot n°147_2582 | Lot N°147 | Lot N°147 (16 Localités) | HUAWEI | Nokia | Mila | Ferdjioua | Mantoura | Djezzy | 36.4511 | 5.9427 | 1011 |  | New | lc_site130 | 1 | 36.4489 | 5.9438 | Macro 2100 3 sectors |  | 2100M_S111@UMTS_S111@LTE | Directional (A264518R0v06) | 12 | 16 | RT | YES | 1 site->1 villages(2582) | 351.4 | 137.6 | 303.5 | 263
Lot n°147_2583 | Lot N°147 | Lot N°147 (16 Localités) | HUAWEI | Nokia | Mila | Ouled Khalouf | Sidi Hamana | Djezzy | 36.0774 | 6.0881 | 1650 |  | New | lc_site131 | 2 | 36.0763 | 6.0701 | Macro 900 3 sectors |  | 900M_S222@GSM_S111@LTE | Directional (A704516R0v06) | 30 | 28 | GF | YES | 1 site->2 villages(2583/2584) | 355.4 | 85.4 | 265.4 | 1623
Lot n°147_2584 | Lot N°147 | Lot N°147 (16 Localités) | HUAWEI | Nokia | Mila | Ouled Khalouf | El Dayha | Djezzy | 36.0751 | 6.0521 | 1900 |  | New | lc_site131 | 2 | 36.0763 | 6.0701 | Macro 900 3 sectors |  | 900M_S222@GSM_S111@LTE | Directional (A704516R0v06) | 30 | 28 | GF | YES | 1 site->2 villages(2583/2584) | 355.4 | 85.4 | 265.4 | 1623
Lot n°147_2585 | Lot N°147 | Lot N°147 (16 Localités) | HUAWEI | Nokia | Mila | Ouled Khalouf | El Malha | Djezzy | 36.0762 | 6.1646 | 656 |  | New | lc_site89 | 2 | 36.0876 | 6.1605 | Macro 900 3 sectors |  | 900M_S222@GSM_S111@LTE | Directional (A704516R0v06) | 30 | 28 | GF | YES | 1 site->2 villages(2539/2585) | 45.5 | 163.6 | 287.4 | 1324
Lot n°148_2586 | Lot N°148 | Lot N°148 (16 Localités) | HUAWEI | Nokia | Mila | MINAR ZARZA | Bouhlime | Djezzy | 36.5225 | 5.9809 | 452 |  | New | lc_site79 | 1 | 36.5239 | 5.9815 | RuralLink |  | RuralLink 900M_O2@GSM_S111@LTE | Directional (A704515S0v06) | 12 | 16 | RT | YES | 1 site->1 villages(2586) | 117 | 237 | 357 | 167
Lot n°148_2587 | Lot N°148 | Lot N°148 (16 Localités) | HUAWEI | Nokia | Mila | MINAR ZARZA | Kaa El Kaff | Djezzy | 36.5215 | 5.9675 | 517 |  | New | lc_site135 | 1 | 36.5229 | 5.9677 | RuralLink |  | RuralLink 900M_O2@GSM_S111@LTE | Directional (A704515S0v06) | 30 | 28 | GF | NO | 1 site->1 villages(2587) | 31.3 | 151.3 | 271.3 | 149
Lot n°148_2588 | Lot N°148 | Lot N°148 (16 Localités) | HUAWEI | Nokia | Mila | MINAR ZARZA | Ain Ali Superieur | Djezzy | 36.5449 | 5.9135 | 636 |  | New | lc_site136 | 1 | 36.5459 | 5.9097 | Macro 900 3 sectors |  | 900M_S222@GSM_S111@LTE | Directional (A704516R0v06) | 30 | 28 | GF | YES | 1 site->1 villages(2588) | 346.4 | 77.3 | 294.7 | 356
Lot n°148_2589 | Lot N°148 | Lot N°148 (16 Localités) | HUAWEI | Nokia | Mila | MINAR ZARZA | Aguarou | Djezzy | 36.5212 | 5.8543 | 474 |  | New | lc_site137 | 1 | 36.5176 | 5.8537 | RuralLink |  | RuralLink 900M_O2@GSM_S111@LTE | Directional (A704515S0v06) | 30 | 28 | GF | NO | 1 site->1 villages(2589) | 73.4 | 193.4 | 313.4 | 403
Lot n°148_2590 | Lot N°148 | Lot N°148 (16 Localités) | HUAWEI | Nokia | Mila | Oued Athménia | El Barbara | Djezzy | 36.3286 | 6.3984 | 560 |  | New | lc_site138 | 2 | 36.324 | 6.3972 | Macro 900 3 sectors |  | 900M_S222@GSM_S111@LTE | Directional (A704516R0v06) | 18 | 16 | GF | YES | 1 site->2 villages(2590/2591) | 11.4 | 103.5 | 195.6 | 528
Lot n°148_2591 | Lot N°148 | Lot N°148 (16 Localités) | HUAWEI | Nokia | Mila | Oued Athménia | Ain Foua | Djezzy | 36.3153 | 6.3942 | 678 |  | New | lc_site138 | 2 | 36.324 | 6.3972 | Macro 900 3 sectors |  | 900M_S222@GSM_S111@LTE | Directional (A704516R0v06) | 18 | 16 | GF | YES | 1 site->2 villages(2590/2591) | 11.4 | 103.5 | 195.6 | 995
Lot n°148_2592 | Lot N°148 | Lot N°148 (16 Localités) | HUAWEI | Nokia | Mila | OUED ENDJA | El Smara | Djezzy | 36.4577 | 6.0807 | 937 |  | New | lc_site140 | 1 | 36.4647 | 6.0794 | Macro 2100 3 sectors |  | 2100M_S111@UMTS_S111@LTE | Directional (A264518R0v06) | 12 | 16 | RT | YES | 1 site->1 villages(2592) | 265.6 | 118.6 | 165.3 | 780
Lot n°148_2593 | Lot N°148 | Lot N°148 (16 Localités) | HUAWEI | Nokia | Mila | OUED SEGUEN | Bourdj La Gare | Djezzy | 36.2077 | 6.3999 | 474 |  | New | ql09 | 1 | 36.2081 | 6.4003 | RuralLink |  | RuralLink 900M_O2@GSM_S111@LTE | Directional (A704515S0v06) | 12 | 16 | RT | YES | 1 site->1 villages(2593) | 50.1 | 170.1 | 290.1 | 54
Lot n°148_2594 | Lot N°148 | Lot N°148 (16 Localités) | HUAWEI | Nokia | Mila | OUED SEGUEN | Ain Bouikni | Djezzy | 36.1732 | 6.4135 | 526 |  | New | lc_site142 | 1 | 36.1712 | 6.4139 | RuralLink |  | RuralLink 900M_O2@GSM_S111@LTE | Directional (A704515S0v06) | 12 | 16 | RT | YES | 1 site->1 villages(2594) | 91.6 | 211.6 | 331.6 | 225
Lot n°148_2595 | Lot N°148 | Lot N°148 (16 Localités) | HUAWEI | Nokia | Mila | ROUACHED | Sttar Issa | Djezzy | 36.489 | 5.916 | 419 |  | New | lc_site143 | 1 | 36.4885 | 5.9173 | RuralLink |  | RuralLink 900M_O2@GSM_S111@LTE | Directional (A704515S0v06) | 12 | 16 | RT | YES | 1 site->1 villages(2595) | 70.4 | 190.4 | 310.4 | 133
Lot n°148_2596 | Lot N°148 | Lot N°148 (16 Localités) | HUAWEI | Nokia | Mila | ROUACHED | Belmanne | Djezzy | 36.4939 | 5.9563 | 472 |  | New | ly148_2597 | 3 | 36.5068 | 5.934 | Macro 900 3 sectors |  | 900M_S222@GSM_S111@LTE | Directional (A704516R0v06) | 30 | 28 | GF | YES | 1 site->3 villages(2596/2597/2598) | 95.8 | 215.8 | 335.8 | 2459
Lot n°148_2597 | Lot N°148 | Lot N°148 (16 Localités) | HUAWEI | Nokia | Mila | ROUACHED | El Fadj | Djezzy | 36.5065 | 5.9383 | 511 |  | New | ly148_2597 | 3 | 36.5068 | 5.934 | Macro 900 3 sectors |  | 900M_S222@GSM_S111@LTE | Directional (A704516R0v06) | 30 | 28 | GF | YES | 1 site->3 villages(2596/2597/2598) | 95.8 | 215.8 | 335.8 | 390
Lot n°148_2598 | Lot N°148 | Lot N°148 (16 Localités) | HUAWEI | Nokia | Mila | ROUACHED | El Mdaoudia | Djezzy | 36.5063 | 5.9585 | 640 |  | New | ly148_2597 | 3 | 36.5068 | 5.934 | Macro 900 3 sectors |  | 900M_S222@GSM_S111@LTE | Directional (A704516R0v06) | 30 | 28 | GF | YES | 1 site->3 villages(2596/2597/2598) | 95.8 | 215.8 | 335.8 | 2198
Lot n°148_2599 | Lot N°148 | Lot N°148 (16 Localités) | HUAWEI | Nokia | Mila | ROUACHED | Kaf Iyad | Djezzy | 36.4976 | 5.9792 | 257 |  | New | lc_site147 | 2 | 36.4988 | 5.9814 | Macro 900 3 sectors |  | 900M_S222@GSM_S111@LTE | Directional (A704516R0v06) | 12 | 16 | RT | YES | 1 site->2 villages(2599/2600) | 7.7 | 121.6 | 235.4 | 232
Lot n°148_2600 | Lot N°148 | Lot N°148 (16 Localités) | HUAWEI | Nokia | Mila | ROUACHED | El Rahbate | Djezzy | 36.4991 | 5.9814 | 556 |  | New | lc_site147 | 2 | 36.4988 | 5.9814 | Macro 900 3 sectors |  | 900M_S222@GSM_S111@LTE | Directional (A704516R0v06) | 12 | 16 | RT | YES | 1 site->2 villages(2599/2600) | 7.7 | 121.6 | 235.4 | 39
Lot n°148_2601 | Lot N°148 | Lot N°148 (16 Localités) | HUAWEI | Nokia | Mila | ROUACHED | Kerkaba | Djezzy | 36.4507 | 6.0071 | 429 |  | New | lc_site149 | 1 | 36.448 | 6.0063 | RuralLink |  | RuralLink 900M_O2@GSM_S111@LTE | Directional (A704515S0v06) | 12 | 16 | RT | YES | 1 site->1 villages(2601) | 103.7 | 223.7 | 343.7 | 313
Lot n°149_2602 | Lot N°149 | Lot N°149 (18 Localités) | HUAWEI | Huawei | Aïn Defla | Aïn Benian | Hay Bellouna | Huawei | 36.342 | 2.3478 | 466 |  | New | ly149_2602 | 1 | 36.3415 | 2.3433 | RuralLink |  | RuralLink 900M_O2@GSM_S111@LTE | Directional (A704515S0v06) | 12 | 16 | RT | YES | 1 site->1 villages(2602) | 54.6 | 174.6 | 294.6 | 410
Lot n°149_2605 | Lot N°149 | Lot N°149 (18 Localités) | HUAWEI | Huawei | Aïn Defla | Aïn Lechiakh | Sidi Naamane | Huawei | 36.0883 | 2.4367 | 300 |  | New | site10114 | 1 | 36.0919 | 2.4382 | RuralLink |  | RuralLink 900M_O2@GSM_S111@LTE | Directional (A704515S0v06) | 6 | 10 | RT | YES | 1 site->1 villages(2605) | 85.3 | 205.3 | 325.3 | 424
Lot n°149_2606 | Lot N°149 | Lot N°149 (18 Localités) | HUAWEI | Huawei | Aïn Defla | Aïn Lechiakh | Douar Bohmidi | Huawei | 36.1842 | 2.3869 | 400 |  | New | site10021 | 2 | 36.1777 | 2.3694 | Macro 900 3 sectors |  | 900M_S222@GSM_S111@LTE | Directional (A704516R0v06) | 30 | 28 | GF | YES | 1 site->2 villages(2606/2607) | 65.3 | 160 | 254.7 | 1733
Lot n°149_2607 | Lot N°149 | Lot N°149 (18 Localités) | HUAWEI | Huawei | Aïn Defla | Aïn Lechiakh | Douar Youcef | Huawei | 36.1742 | 2.3536 | 250 |  | New | site10021 | 2 | 36.1777 | 2.3694 | Macro 900 3 sectors |  | 900M_S222@GSM_S111@LTE | Directional (A704516R0v06) | 30 | 28 | GF | YES | 1 site->2 villages(2606/2607) | 65.3 | 160 | 254.7 | 1469
Lot n°149_2609 | Lot N°149 | Lot N°149 (18 Localités) | HUAWEI | Huawei | Aïn Defla | Aïn Torki | Hai Tizi Ouchir | Huawei | 36.3536 | 2.3296 | 1483 |  | New | site10022 | 2 | 36.3531 | 2.3256 | Macro 900 3 sectors |  | 900M_S222@GSM_S111@LTE | Directional (A704516R0v06) | 24 | 22 | GF | YES | 1 site->2 villages(2609/2610) | 318.9 | 80.5 | 197.2 | 361
Lot n°149_2610 | Lot N°149 | Lot N°149 (18 Localités) | HUAWEI | Huawei | Aïn Defla | Aïn Torki | Hai Ain Elhamra | Huawei | 36.3398 | 2.3205 | 253 |  | New | site10022 | 2 | 36.3531 | 2.3256 | Macro 900 3 sectors |  | 900M_S222@GSM_S111@LTE | Directional (A704516R0v06) | 24 | 22 | GF | YES | 1 site->2 villages(2609/2610) | 318.9 | 80.5 | 197.2 | 1547
Lot n°149_2611 | Lot N°149 | Lot N°149 (18 Localités) | HUAWEI | Huawei | Aïn Defla | Arib | Toutat | Huawei | 36.2931 | 2.0035 | 894 |  | New | site10111 | 1 | 36.3003 | 2.005 | Macro 2100 3 sectors |  | 2100M_S111@UMTS_S111@LTE | Directional (A264518R0v06) | 12 | 16 | RT | YES | 1 site->1 villages(2611) | 330.7 | 200.3 | 285.6 | 809
Lot n°149_2612 | Lot N°149 | Lot N°149 (18 Localités) | HUAWEI | Huawei | Aïn Defla | Arib | Sidi Amer | Huawei | 36.3546 | 2.0469 | 81 |  | New | site10112 | 1 | 36.3544 | 2.0468 | RuralStar |  | RuralStar 900M_O2@GSM_O1@LTE | OMNI( A70VP1100v06) | 6 | 10 | RT | YES | 1 site->1 villages(2612) | 0 |  |  | 29
Lot n°149_2613 | Lot N°149 | Lot N°149 (18 Localités) | HUAWEI | Huawei | Aïn Defla | Arib | Mhara 02 | Huawei | 36.2949 | 2.0951 | 102 |  | New | ql08 | 4 | 36.2909 | 2.1006 | Macro 900 3 sectors |  | 900M_S222@GSM_S111@LTE | Directional (A704516R0v06) | 30 | 28 | GF | YES | 1 site->4 villages(2613/2657/2659/2660) | 181.5 | 31.9 | 311.7 | 662
Lot n°149_2617 | Lot N°149 | Lot N°149 (18 Localités) | HUAWEI | Huawei | Aïn Defla | El Hassania | Yasoule | Huawei | 35.9278 | 1.8869 | 398 |  | New | yh_2617_rf | 1 | 35.9228 | 1.8854 | RuralLink |  | RuralLink 900M_O2@GSM_S111@LTE | Directional (A704515S0v06) | 6 | 10 | RT | YES | 1 site->1 villages(2617) | 56 | 176 | 296 | 575
Lot n°149_2618 | Lot N°149 | Lot N°149 (18 Localités) | HUAWEI | Huawei | Aïn Defla | El Hassania | Liraa | Huawei | 36.0017 | 1.9615 | 273 |  | New | site10135 | 1 | 36.0035 | 1.9635 | RuralLink |  | RuralLink 900M_O2@GSM_S111@LTE | Directional (A704515S0v06) | 6 | 10 | RT | YES | 1 site->1 villages(2618) | 37.2 | 157.2 | 277.2 | 271
Lot n°149_2619 | Lot N°149 | Lot N°149 (18 Localités) | HUAWEI | Huawei | Aïn Defla | El Hassania | Sidi Ahmed Ben Baatouche | Huawei | 36.0013 | 1.8949 | 333 |  | New | site10201 | 1 | 36.0015 | 1.8956 | RuralLink |  | RuralLink 900M_O2@GSM_S111@LTE | Directional (A704515S0v06) | 9 | 13 | RT | YES | 1 site->1 villages(2619) | 11.4 | 131.4 | 251.4 | 67
Lot n°150_2620 | Lot N°150 | Lot N°150 (18 Localités) | HUAWEI | Huawei | Aïn Defla | Barbouche | Oualad Noual 01 | Huawei | 36.142 | 2.4758 | 140 |  | New | Site10008 | 3 | 36.1416 | 2.4708 | Macro 900 3 sectors |  | 900M_S222@GSM_S111@LTE | Directional (A704516R0v06) | 6 | 10 | RT | YES | 1 site->3 villages(2620/2621/2622) | 27.2 | 84.7 | 236 | 452
Lot n°150_2621 | Lot N°150 | Lot N°150 (18 Localités) | HUAWEI | Huawei | Aïn Defla | Barbouche | Oualad Noual 02 | Huawei | 36.1475 | 2.479 | 83 |  | New | Site10008 | 3 | 36.1416 | 2.4708 | Macro 900 3 sectors |  | 900M_S222@GSM_S111@LTE | Directional (A704516R0v06) | 6 | 10 | RT | YES | 1 site->3 villages(2620/2621/2622) | 27.2 | 84.7 | 236 | 983
Lot n°150_2622 | Lot N°150 | Lot N°150 (18 Localités) | HUAWEI | Huawei | Aïn Defla | Barbouche | Hassnaoua | Huawei | 36.1556 | 2.4797 | 53 |  | New | Site10008 | 3 | 36.1416 | 2.4708 | Macro 900 3 sectors |  | 900M_S222@GSM_S111@LTE | Directional (A704516R0v06) | 6 | 10 | RT | YES | 1 site->3 villages(2620/2621/2622) | 27.2 | 84.7 | 236 | 1754
Lot n°150_2624 | Lot N°150 | Lot N°150 (18 Localités) | HUAWEI | Huawei | Aïn Defla | BATHIA | Sidi Khaled | Huawei | 35.9339 | 1.8406 | 392 |  | New | site10128 | 1 | 35.9327 | 1.8406 | RuralLink |  | RuralLink 900M_O2@GSM_S111@LTE | Directional (A704515S0v06) | 6 | 10 | RT | YES | 1 site->1 villages(2624) | 112.1 | 232.1 | 352.1 | 131
Lot n°150_2628 | Lot N°150 | Lot N°150 (18 Localités) | HUAWEI | Huawei | Aïn Defla | Boumedfaa | Talawine | Huawei | 36.3189 | 2.5887 | 1010 |  | New | site10102 | 1 | 36.3226 | 2.5942 | Macro 2100 3 sectors |  | 2100M_S111@UMTS_S111@LTE | Directional (A264518R0v06) | 12 | 16 | RT | YES | 1 site->1 villages(2628) | 18.1 | 71 | 176.8 | 638
Lot n°150_2629 | Lot N°150 | Lot N°150 (18 Localités) | HUAWEI | Huawei | Aïn Defla | Bourached | Ouled Zhar | Huawei | 36.1879 | 1.859 | 508 |  | New | ly150_2629 | 1 | 36.1877 | 1.8589 | RuralLink |  | RuralLink 900M_O2@GSM_S111@LTE | Directional (A704515S0v06) | 12 | 16 | RT | YES | 1 site->1 villages(2629) | 15.4 | 135.4 | 255.4 | 23
Lot n°150_2630 | Lot N°150 | Lot N°150 (18 Localités) | HUAWEI | Huawei | Aïn Defla | Bourached | Zkakra | Huawei | 36.1477 | 1.9381 | 770 |  | New | site10023 | 1 | 36.1471 | 1.9377 | Macro 2100 3 sectors |  | 2100M_S111@UMTS_S111@LTE | Directional (A264518R0v06) | 30 | 28 | GF | YES | 1 site->1 villages(2630) | 272.5 | 145.5 | 214.8 | 70
Lot n°150_2634 | Lot N°150 | Lot N°150 (18 Localités) | HUAWEI | Huawei | Aïn Defla | Djelida | Ouled Ali Ouaguanai | Huawei | 36.1141 | 1.9439 | 1932 |  | New | site10115 | 1 | 36.116 | 1.9429 | Macro 2100 3 sectors |  | 2100M_S111@UMTS_S111@LTE | Directional (A264518R0v06) | 30 | 28 | GF | YES | 1 site->1 villages(2634) | 8.6 | 146.6 | 252.6 | 227
Lot n°150_2635 | Lot N°150 | Lot N°150 (18 Localités) | HUAWEI | Huawei | Aïn Defla | Djelida | Douar Boualouch | Huawei | 36.1208 | 2.0973 | 196 |  | New | site10116 | 1 | 36.114 | 2.1015 | RuralStar |  | RuralStar 900M_O2@GSM_O1@LTE | OMNI( A70VP1100v06) | 30 | 28 | GF | YES | 1 site->1 villages(2635) | 0 |  |  | 844
Lot n°150_2636 | Lot N°150 | Lot N°150 (18 Localités) | HUAWEI | Huawei | Aïn Defla | Djelida | Sidi Mhamed Ben Mira | Huawei | 36.1147 | 2.0375 | 167 |  | New | site10031 | 2 | 36.1181 | 2.0123 | Macro 900 3 sectors |  | 900M_S222@GSM_S111@LTE | Directional (A704516R0v06) | 30 | 28 | GF | YES | 1 site->2 villages(2636/2663) | 341.6 | 99.5 | 220.5 | 2299
Lot n°150_2637 | Lot N°150 | Lot N°150 (18 Localités) | HUAWEI | Huawei | Aïn Defla | Djelida | Douar El Guerar | Huawei | 36.1466 | 2.0547 | 164 |  | New | site10036 | 1 | 36.1466 | 2.0549 | RuralStar |  | RuralStar 900M_O2@GSM_O1@LTE | OMNI( A70VP1100v06) | 9 | 13 | RT | YES | 1 site->1 villages(2637) | 0 |  |  | 19
Lot n°151_2638 | Lot N°151 | Lot N°151 (18 Localités) | HUAWEI | Huawei | Aïn Defla | Belaas | Elkharfia | Huawei | 36.0337 | 1.8297 | 750 |  | New | site10039 | 1 | 36.0316 | 1.8366 | Macro 2100 3 sectors |  | 2100M_S111@UMTS_S111@LTE | Directional (A264518R0v06) | 12 | 16 | RT | YES | 1 site->1 villages(2638) | 352.7 | 194.6 | 247.4 | 663
Lot n°151_2639 | Lot N°151 | Lot N°151 (18 Localités) | HUAWEI | Huawei | Aïn Defla | Belaas | El Khzara | Huawei | 36.0643 | 1.8299 | 220 |  | New | site10117 | 1 | 36.0577 | 1.8258 | RuralStar |  | RuralStar 900M_O2@GSM_O1@LTE | OMNI( A70VP1100v06) | 6 | 10 | RT | YES | 1 site->1 villages(2639) | 0 |  |  | 819
Lot n°151_2640 | Lot N°151 | Lot N°151 (18 Localités) | HUAWEI | Huawei | Aïn Defla | Bir Ould Khelifa | Zenata | Huawei | 36.1956 | 2.2491 | 115 |  | New | ql13 | 1 | 36.1955 | 2.2485 | RuralStar |  | RuralStar 900M_O2@GSM_O1@LTE | OMNI( A70VP1100v06) | 12 | 16 | RT | YES | 1 site->1 villages(2640) | 0 |  |  | 52
Lot n°151_2642 | Lot N°151 | Lot N°151 (18 Localités) | HUAWEI | Huawei | Aïn Defla | Djendel | Aouled El ABBES | Huawei | 36.234 | 2.361 | 1323 |  | New | site10130 | 1 | 36.2319 | 2.3608 | Macro 2100 3 sectors |  | 2100M_S111@UMTS_S111@LTE | Directional (A264518R0v06) | 24 | 22 | GF | YES | 1 site->1 villages(2642) | 254 | 115 | 206.6 | 233
Lot n°151_2643 | Lot N°151 | Lot N°151 (18 Localités) | HUAWEI | Huawei | Aïn Defla | Djendel | Douar Sidi Djeloul | Huawei | 36.2578 | 2.4945 | 639 |  | New | site10103 | 1 | 36.2622 | 2.5011 | Macro 900 3 sectors |  | 900M_S222@GSM_S111@LTE | Directional (A704516R0v06) | 30 | 28 | GF | YES | 1 site->1 villages(2643) | 329.8 | 238 | 283.2 | 769
Lot n°151_2644 | Lot N°151 | Lot N°151 (18 Localités) | HUAWEI | Huawei | Aïn Defla | El Maïne | El Djloud | Huawei | 36.0807 | 1.7957 | 503 |  | New | site10131 | 1 | 36.0795 | 1.7943 | RuralLink |  | RuralLink 900M_O2@GSM_S111@LTE | Directional (A704515S0v06) | 9 | 13 | RT | YES | 1 site->1 villages(2644) | 24.6 | 144.6 | 264.6 | 186
Lot n°151_2645 | Lot N°151 | Lot N°151 (18 Localités) | HUAWEI | Huawei | Aïn Defla | El Maïne | Ouled Mouna | Huawei | 36.0932 | 1.8163 | 890 |  | New | site10123 | 1 | 36.0972 | 1.8161 | Macro 2100 3 sectors |  | 2100M_S111@UMTS_S111@LTE | Directional (A264518R0v06) | 24 | 22 | GF | YES | 1 site->1 villages(2645) | 323.1 | 177.9 | 254.1 | 452
Lot n°151_2646 | Lot N°151 | Lot N°151 (18 Localités) | HUAWEI | Huawei | Aïn Defla | El Maïne | OUADJA | Huawei | 36.0778 | 1.7711 | 850 |  | New | site10118 | 1 | 36.0782 | 1.7698 | Macro 2100 3 sectors |  | 2100M_S111@UMTS_S111@LTE | Directional (A264518R0v06) | 6 | 10 | RT | YES | 1 site->1 villages(2646) | 85.2 | 131.5 | 263 | 128
Lot n°151_2650 | Lot N°151 | Lot N°151 (18 Localités) | HUAWEI | Huawei | Aïn Defla | Miliana | Ain EL Karma | Huawei | 36.3051 | 2.1973 | 200 |  | New | yh_2650_gf | 1 | 36.3074 | 2.1934 | RuralStar |  | RuralStar 900M_O2@GSM_O1@LTE | OMNI( A70VP1100v06) | 30 | 28 | GF | YES | 1 site->1 villages(2650) | 0 |  |  | 435
Lot n°151_2653 | Lot N°151 | Lot N°151 (18 Localités) | HUAWEI | Huawei | Aïn Defla | Tarik Ibn Ziad | EL Berarma | Huawei | 35.9631 | 2.1059 | 450 |  | New | site10105 | 1 | 35.9655 | 2.1108 | RuralLink |  | RuralLink 900M_O2@GSM_S111@LTE | Directional (A704515S0v06) | 6 | 10 | RT | YES | 1 site->1 villages(2653) | 68.3 | 188.3 | 308.3 | 515
Lot n°151_2654 | Lot N°151 | Lot N°151 (18 Localités) | HUAWEI | Huawei | Aïn Defla | Tarik Ibn Ziad | Bouradjae | Huawei | 35.971 | 2.1935 | 300 |  | New | site10107 | 1 | 35.9715 | 2.1948 | RuralLink |  | RuralLink 900M_O2@GSM_S111@LTE | Directional (A704515S0v06) | 6 | 10 | RT | YES | 1 site->1 villages(2654) | 26.9 | 146.9 | 266.9 | 130
Lot n°152_2657 | Lot N°152 | Lot N°152(18 Localités) | HUAWEI | Huawei | Aïn Defla | Ben Allal | Douar Elmakam | Huawei | 36.2705 | 2.1062 | 150 |  | New | ql08 | 4 | 36.2909 | 2.1006 | Macro 900 3 sectors |  | 900M_S222@GSM_S111@LTE | Directional (A704516R0v06) | 30 | 28 | GF | YES | 1 site->4 villages(2613/2657/2659/2660) | 181.5 | 31.9 | 311.7 | 2319
Lot n°152_2659 | Lot N°152 | Lot N°152(18 Localités) | HUAWEI | Huawei | Aïn Defla | Ben Allal | Douar EL Nsanice | Huawei | 36.2979 | 2.106 | 170 |  | New | ql08 | 4 | 36.2909 | 2.1006 | Macro 900 3 sectors |  | 900M_S222@GSM_S111@LTE | Directional (A704516R0v06) | 30 | 28 | GF | YES | 1 site->4 villages(2613/2657/2659/2660) | 181.5 | 31.9 | 311.7 | 918
Lot n°152_2660 | Lot N°152 | Lot N°152(18 Localités) | HUAWEI | Huawei | Aïn Defla | Ben Allal | Douar Ben Chaaban | Huawei | 36.2827 | 2.1004 | 70 |  | New | ql08 | 4 | 36.2909 | 2.1006 | Macro 900 3 sectors |  | 900M_S222@GSM_S111@LTE | Directional (A704516R0v06) | 30 | 28 | GF | YES | 1 site->4 villages(2613/2657/2659/2660) | 181.5 | 31.9 | 311.7 | 916
Lot n°152_2661 | Lot N°152 | Lot N°152(18 Localités) | HUAWEI | Huawei | Aïn Defla | Djemaa Ouled Echikh | Sidi Messaoud | Huawei | 36.0867 | 1.9785 | 321 |  | New | yh_2661_rf | 1 | 36.0921 | 1.9783 | RuralLink |  | RuralLink 900M_O2@GSM_S111@LTE | Directional (A704515S0v06) | 6 | 10 | RT | YES | 1 site->1 villages(2661) | 61.7 | 181.7 | 301.7 | 599
Lot n°152_2662 | Lot N°152 | Lot N°152(18 Localités) | HUAWEI | Huawei | Aïn Defla | Djemaa Ouled Echikh | Douar Benabdellah | Huawei | 36.1116 | 1.9993 | 405 |  | New | site10018 | 3 | 36.1133 | 1.9994 | Macro 900 3 sectors |  | 900M_S222@GSM_S111@LTE | Directional (A704516R0v06) | 30 | 28 | GF | NO | 1 site->3 villages(2662/2664/2665) | 335.7 | 78.3 | 180.9 | 195
Lot n°152_2663 | Lot N°152 | Lot N°152(18 Localités) | HUAWEI | Huawei | Aïn Defla | Djemaa Ouled Echikh | Douar EL Sebaa | Huawei | 36.1238 | 2.0099 | 125 |  | New | site10031 | 2 | 36.1181 | 2.0123 | Macro 900 3 sectors |  | 900M_S222@GSM_S111@LTE | Directional (A704516R0v06) | 30 | 28 | GF | YES | 1 site->2 villages(2636/2663) | 341.6 | 99.5 | 220.5 | 673
Lot n°152_2664 | Lot N°152 | Lot N°152(18 Localités) | HUAWEI | Huawei | Aïn Defla | Djemaa Ouled Echikh | Douar EL Kerkouch | Huawei | 36.1325 | 2.0041 | 333 |  | New | site10018 | 3 | 36.1133 | 1.9994 | Macro 900 3 sectors |  | 900M_S222@GSM_S111@LTE | Directional (A704516R0v06) | 30 | 28 | GF | NO | 1 site->3 villages(2662/2664/2665) | 335.7 | 78.3 | 180.9 | 2179
Lot n°152_2665 | Lot N°152 | Lot N°152(18 Localités) | HUAWEI | Huawei | Aïn Defla | Djemaa Ouled Echikh | Douar Guetaf | Huawei | 36.1243 | 1.9932 | 130 |  | New | site10018 | 3 | 36.1133 | 1.9994 | Macro 900 3 sectors |  | 900M_S222@GSM_S111@LTE | Directional (A704516R0v06) | 30 | 28 | GF | NO | 1 site->3 villages(2662/2664/2665) | 335.7 | 78.3 | 180.9 | 1342
Lot n°152_2666 | Lot N°152 | Lot N°152(18 Localités) | HUAWEI | Huawei | Aïn Defla | El Abadia | Bourzizen | Huawei | 36.3109 | 1.6719 | 406 |  | New | site10030 | 2 | 36.3105 | 1.6608 | Macro 900 3 sectors |  | 900M_S222@GSM_S111@LTE | Directional (A704516R0v06) | 9 | 13 | RT | YES | 1 site->2 villages(2666/2668) | 351.2 | 111.2 | 231.2 | 1001
Lot n°152_2667 | Lot N°152 | Lot N°152(18 Localités) | HUAWEI | Huawei | Aïn Defla | El Abadia | Nedjadjra | Huawei | 36.2943 | 1.6928 | 348 |  | New | site10133 | 1 | 36.2943 | 1.693 | RuralLink |  | RuralLink 900M_O2@GSM_S111@LTE | Directional (A704515S0v06) | 6 | 10 | RT | YES | 1 site->1 villages(2667) | 46.8 | 166.8 | 286.8 | 14
Lot n°152_2668 | Lot N°152 | Lot N°152(18 Localités) | HUAWEI | Huawei | Aïn Defla | El Abadia | Asfour | Huawei | 36.3104 | 1.6612 | 233 |  | New | site10030 | 2 | 36.3105 | 1.6608 | Macro 900 3 sectors |  | 900M_S222@GSM_S111@LTE | Directional (A704516R0v06) | 9 | 13 | RT | YES | 1 site->2 villages(2666/2668) | 351.2 | 111.2 | 231.2 | 43
Lot n°152_2671 | Lot N°152 | Lot N°152(18 Localités) | HUAWEI | Huawei | Aïn Defla | Zeddine | Bousouf | Huawei | 36.1327 | 1.7812 | 491 |  | New | site10125 | 1 | 36.1302 | 1.7857 | RuralLink |  | RuralLink 900M_O2@GSM_S111@LTE | Directional (A704515S0v06) | 30 | 28 | GF | YES | 1 site->1 villages(2671) | 62 | 182 | 302 | 491
Lot n°152_2672 | Lot N°152 | Lot N°152(18 Localités) | HUAWEI | Huawei | Aïn Defla | Zeddine | Aghber | Huawei | 36.1381 | 1.7166 | 201 |  | New | site10134 | 1 | 36.1381 | 1.7166 | RuralStar |  | RuralStar 900M_O2@GSM_O1@LTE | OMNI( A70VP1100v06) | 12 | 16 | RT | YES | 1 site->1 villages(2672) | 0 |  |  | 0
Lot n°152_2673 | Lot N°152 | Lot N°152(18 Localités) | HUAWEI | Huawei | Aïn Defla | Zeddine | El Houasnia | Huawei | 36.1529 | 1.7785 | 485 |  | New | site10132 | 1 | 36.1602 | 1.7812 | RuralLink |  | RuralLink 900M_O2@GSM_S111@LTE | Directional (A704515S0v06) | 6 | 10 | RT | YES | 1 site->1 villages(2673) | 103.7 | 223.7 | 343.7 | 853
Lot n°153_2674 | Lot N°153 | Lot N°153 (18 Localités) | HUAWEI | Huawei | Aïn Defla | El Amra | Lakhch | Huawei | 36.3099 | 1.902 | 480 |  | New | site10121 | 1 | 36.3058 | 1.9035 | RuralLink |  | RuralLink 900M_O2@GSM_S111@LTE | Directional (A704515S0v06) | 12 | 16 | RT | YES | 1 site->1 villages(2674) | 92.7 | 212.7 | 332.7 | 477
Lot n°153_2676 | Lot N°153 | Lot N°153 (18 Localités) | HUAWEI | Huawei | Aïn Defla | Oued Chorfa | El Znadia | Huawei | 36.1795 | 2.4696 | 700 |  | New | site10124 | 1 | 36.1751 | 2.4699 | Macro 900 3 sectors |  | 900M_S222@GSM_S111@LTE | Directional (A704516R0v06) | 6 | 10 | RT | YES | 1 site->1 villages(2676) | 2.1 | 50.9 | 311.3 | 487
Lot n°153_2677 | Lot N°153 | Lot N°153 (18 Localités) | HUAWEI | Huawei | Aïn Defla | Oued Chorfa | EL Chhaimia | Huawei | 36.1563 | 2.5203 | 300 |  | New | site10137 | 1 | 36.1506 | 2.5215 | RuralLink |  | RuralLink 900M_O2@GSM_S111@LTE | Directional (A704515S0v06) | 12 | 16 | RT | YES | 1 site->1 villages(2677) | 64.7 | 184.7 | 304.7 | 646
Lot n°153_2678 | Lot N°153 | Lot N°153 (18 Localités) | HUAWEI | Huawei | Aïn Defla | Oued Djemaa | Ouled Essida | Huawei | 36.0688 | 2.3657 | 113 |  | New | site10109 | 1 | 36.0614 | 2.3618 | RuralStar |  | RuralStar 900M_O2@GSM_O1@LTE | OMNI( A70VP1100v06) | 6 | 10 | RT | YES | 1 site->1 villages(2678) | 0 |  |  | 897
Lot n°153_2679 | Lot N°153 | Lot N°153 (18 Localités) | HUAWEI | Huawei | Aïn Defla | Oued Djemaa | Hamzat | Huawei | 36.038 | 2.2911 | 95 |  | New | multigps_site10110_36.038086_2.290964 | 1 | 36.0381 | 2.291 | RuralStar |  | RuralStar 900M_O2@GSM_O1@LTE | OMNI( A70VP1100v06) | 6 | 10 | RT | YES | 1 site->1 villages(2679) | 0 |  |  | 15
Lot n°153_2681 | Lot N°153 | Lot N°153 (18 Localités) | HUAWEI | Huawei | Aïn Defla | Oued Djemaa | Kadouch Lakhdar | Huawei | 36.1236 | 2.2689 | 203 |  | New | ly153_2681 | 1 | 36.1244 | 2.2692 | RuralStar |  | RuralStar 900M_O2@GSM_O1@LTE | OMNI( A70VP1100v06) | 12 | 16 | RT | YES | 1 site->1 villages(2681) | 0 |  |  | 93
Lot n°153_2682 | Lot N°153 | Lot N°153 (18 Localités) | HUAWEI | Huawei | Aïn Defla | TACHETA ZOUGAGHA | Ouled Bou Ali | Huawei | 36.3189 | 1.584 | 1728 |  | New | site10026 | 2 | 36.3205 | 1.5905 | Macro 900 3 sectors |  | 900M_S222@GSM_S111@LTE | Directional (A704516R0v06) | 6 | 10 | RT | YES | 1 site->2 villages(2682/2686) | 34.3 | 174.8 | 253.8 | 606
Lot n°153_2683 | Lot N°153 | Lot N°153 (18 Localités) | HUAWEI | Huawei | Aïn Defla | TACHETA ZOUGAGHA | Ouled Ali | Huawei | 36.327 | 1.6155 | 507 |  | New | site10024 | 3 | 36.3268 | 1.6081 | Macro 900 3 sectors |  | 900M_S222@GSM_S111@LTE | Directional (A704516R0v06) | 6 | 10 | RT | YES | 1 site->3 villages(2683/2685/2689) | 88.3 | 142.2 | 193.3 | 660
Lot n°153_2684 | Lot N°153 | Lot N°153 (18 Localités) | HUAWEI | Huawei | Aïn Defla | TACHETA ZOUGAGHA | El Ayoune | Huawei | 36.3668 | 1.6794 | 504 |  | New | site10104 | 1 | 36.3675 | 1.6773 | RuralLink |  | RuralLink 900M_O2@GSM_S111@LTE | Directional (A704515S0v06) | 6 | 10 | RT | YES | 1 site->1 villages(2684) | 19.7 | 139.7 | 259.7 | 197
Lot n°153_2685 | Lot N°153 | Lot N°153 (18 Localités) | HUAWEI | Huawei | Aïn Defla | TACHETA ZOUGAGHA | Beni Youcef | Huawei | 36.3254 | 1.6096 | 1510 |  | New | site10024 | 3 | 36.3268 | 1.6081 | Macro 900 3 sectors |  | 900M_S222@GSM_S111@LTE | Directional (A704516R0v06) | 6 | 10 | RT | YES | 1 site->3 villages(2683/2685/2689) | 88.3 | 142.2 | 193.3 | 211
Lot n°153_2686 | Lot N°153 | Lot N°153 (18 Localités) | HUAWEI | Huawei | Aïn Defla | TACHETA ZOUGAGHA | Kahwat El Khemis | Huawei | 36.315 | 1.5911 | 878 |  | New | site10026 | 2 | 36.3205 | 1.5905 | Macro 900 3 sectors |  | 900M_S222@GSM_S111@LTE | Directional (A704516R0v06) | 6 | 10 | RT | YES | 1 site->2 villages(2682/2686) | 34.3 | 174.8 | 253.8 | 606
Lot n°153_2687 | Lot N°153 | Lot N°153 (18 Localités) | HUAWEI | Huawei | Aïn Defla | TACHETA ZOUGAGHA | Ouled Adi | Huawei | 36.3639 | 1.555 | 1510 |  | New | site10129 | 1 | 36.3626 | 1.5539 | Macro 2100 3 sectors |  | 2100M_S111@UMTS_S111@LTE | Directional (A264518R0v06) | 6 | 10 | RT | YES | 1 site->1 villages(2687) | 33.1 | 97.2 | 332.3 | 165
Lot n°153_2688 | Lot N°153 | Lot N°153 (18 Localités) | HUAWEI | Huawei | Aïn Defla | TACHETA ZOUGAGHA | El Kalaa | Huawei | 36.3526 | 1.5382 | 491 |  | New | site10120 | 1 | 36.353 | 1.5383 | RuralLink |  | RuralLink 900M_O2@GSM_S111@LTE | Directional (A704515S0v06) | 6 | 10 | RT | YES | 1 site->1 villages(2688) | 8.6 | 128.6 | 248.6 | 46
Lot n°153_2689 | Lot N°153 | Lot N°153 (18 Localités) | HUAWEI | Huawei | Aïn Defla | TACHETA ZOUGAGHA | El Ghemamza | Huawei | 36.3217 | 1.6066 | 1324 |  | New | site10024 | 3 | 36.3268 | 1.6081 | Macro 900 3 sectors |  | 900M_S222@GSM_S111@LTE | Directional (A704516R0v06) | 6 | 10 | RT | YES | 1 site->3 villages(2683/2685/2689) | 88.3 | 142.2 | 193.3 | 583
Lot n°153_2690 | Lot N°153 | Lot N°153 (18 Localités) | HUAWEI | Huawei | Aïn Defla | TACHETA ZOUGAGHA | Taghia | Huawei | 36.4138 | 1.5838 | 308 |  | New | SiteT0078 | 3 | 36.4292 | 1.5991 | Macro 900 3 sectors |  | 900M_S222@GSM_S111@LTE | Directional (A704516R0v06) | 30 | 28 | GF | YES | 1 site->3 villages(0159/2690/2691) | 338.8 | 162.1 | 218.5 | 2187
Lot n°153_2691 | Lot N°153 | Lot N°153 (18 Localités) | HUAWEI | Huawei | Aïn Defla | TACHETA ZOUGAGHA | Souk Lethenine | Huawei | 36.416 | 1.6044 | 1066 |  | New | SiteT0078 | 3 | 36.4292 | 1.5991 | Macro 900 3 sectors |  | 900M_S222@GSM_S111@LTE | Directional (A704516R0v06) | 30 | 28 | GF | YES | 1 site->3 villages(0159/2690/2691) | 338.8 | 162.1 | 218.5 | 1544
Lot n°154_2692 | Lot N°154 | Lot N°154 (16 Localités) | HUAWEI | Huawei | Ain Temouchent | Aïn El Arbaa | Douar EL B'kakra | Huawei | 35.3816 | -0.91457 | 225 |  | New | SA0001 | 1 | 35.3816 | -0.91457 | RuralStar |  | RuralStar 900M_O2@GSM_O1@LTE | OMNI( A70VP1100v06) | 12 | 16 | RT | YES | 1 site->1 villages(2692) | 0 |  |  | 0
Lot n°154_2693 | Lot N°154 | Lot N°154 (16 Localités) | HUAWEI | Huawei | Ain Temouchent | Aïn El Arbaa | Douar EL Araiba | Huawei | 35.4593 | -0.93017 | 180 |  | New | SA0002 | 1 | 35.4593 | -0.93017 | RuralStar |  | RuralStar 900M_O2@GSM_O1@LTE | OMNI( A70VP1100v06) | 12 | 16 | RT | YES | 1 site->1 villages(2693) | 0 |  |  | 0
Lot n°154_2695 | Lot N°154 | Lot N°154 (16 Localités) | HUAWEI | Huawei | Ain Temouchent | El Amria | EL Kayda Halima | Huawei | 35.4957 | -1.0309 | 92 |  | New | SA0005 | 2 | 35.5113 | -1.0417 | Macro 900 3 sectors |  | 900M_S222@GSM_S111@LTE | Directional (A704516R0v06) | 30 | 28 | GF | YES | 1 site->2 villages(2695/2696) | 348.3 | 150.5 | 249.4 | 1990
Lot n°154_2696 | Lot N°154 | Lot N°154 (16 Localités) | HUAWEI | Huawei | Ain Temouchent | El Messaïd | Sidi Baroudi | Huawei | 35.5327 | -1.0472 | 209 |  | New | SA0005 | 2 | 35.5113 | -1.0417 | Macro 900 3 sectors |  | 900M_S222@GSM_S111@LTE | Directional (A704516R0v06) | 30 | 28 | GF | YES | 1 site->2 villages(2695/2696) | 348.3 | 150.5 | 249.4 | 2432
Lot n°154_2697 | Lot N°154 | Lot N°154 (16 Localités) | HUAWEI | Huawei | Ain Temouchent | Hassasna | Ain Zdial | Huawei | 35.2955 | -0.89909 | 539 |  | New | SA0006 | 1 | 35.2956 | -0.89982 | RuralLink |  | RuralLink 900M_O2@GSM_S111@LTE | Directional (A704515S0v06) | 12 | 16 | RT | YES | 1 site->1 villages(2697) | 83.4 | 203.4 | 323.4 | 67
Lot n°154_2698 | Lot N°154 | Lot N°154 (16 Localités) | HUAWEI | Huawei | Ain Temouchent | Hassi El Ghella | Douar El Guitna | Huawei | 35.4633 | -1.0683 | 742 |  | New | SA0004 | 1 | 35.4634 | -1.0686 | Macro 900 3 sectors |  | 900M_S222@GSM_S111@LTE | Directional (A704516R0v06) | 12 | 16 | RT | YES | 1 site->1 villages(2698) | 288.1 | 191 | 237.2 | 30
Lot n°154_2699 | Lot N°154 | Lot N°154 (16 Localités) | HUAWEI | Huawei | Ain Temouchent | Oued Sabah | Khechaia | Huawei | 35.4459 | -0.83971 | 56 |  | New | SA0007 | 1 | 35.4454 | -0.8398 | RuralStar |  | RuralStar 900M_O2@GSM_O1@LTE | OMNI( A70VP1100v06) | 12 | 16 | RT | YES | 1 site->1 villages(2699) | 0 |  |  | 55
Lot n°154_2700 | Lot N°154 | Lot N°154 (16 Localités) | HUAWEI | Huawei | Ain Temouchent | Oued Sabah | Chraifa | Huawei | 35.4421 | -0.74043 | 59 |  | New | SA0008 | 3 | 35.4345 | -0.73006 | Macro 900 3 sectors |  | 900M_S222@GSM_S111@LTE | Directional (A704516R0v06) | 12 | 16 | RT | YES | 1 site->3 villages(2700/2701/2702) | 49.1 | 146.1 | 312 | 1264
Lot n°154_2701 | Lot N°154 | Lot N°154 (16 Localités) | HUAWEI | Huawei | Ain Temouchent | Oued Sabah | Dhamna | Huawei | 35.4291 | -0.72267 | 56 |  | New | SA0008 | 3 | 35.4345 | -0.73006 | Macro 900 3 sectors |  | 900M_S222@GSM_S111@LTE | Directional (A704516R0v06) | 12 | 16 | RT | YES | 1 site->3 villages(2700/2701/2702) | 49.1 | 146.1 | 312 | 899
Lot n°154_2702 | Lot N°154 | Lot N°154 (16 Localités) | HUAWEI | Huawei | Ain Temouchent | Oued Sabah | Hmiane Sidi Salah | Huawei | 35.4341 | -0.72979 | 800 |  | New | SA0008 | 3 | 35.4345 | -0.73006 | Macro 900 3 sectors |  | 900M_S222@GSM_S111@LTE | Directional (A704516R0v06) | 12 | 16 | RT | YES | 1 site->3 villages(2700/2701/2702) | 49.1 | 146.1 | 312 | 43
Lot n°154_2703 | Lot N°154 | Lot N°154 (16 Localités) | HUAWEI | Huawei | Ain Temouchent | Oued Sabah | Douar Ouled Belarbi | Huawei | 35.3507 | -0.80079 | 150 |  | New | SA0009 | 2 | 35.3489 | -0.81494 | Macro 900 3 sectors |  | 900M_S222@GSM_S111@LTE | Directional (A704516R0v06) | 18 | 16 | GF | YES | 1 site->2 villages(2703/2704) | 338.5 | 81.1 | 235.8 | 1299
Lot n°154_2704 | Lot N°154 | Lot N°154 (16 Localités) | HUAWEI | Huawei | Ain Temouchent | Oued Sabah | EL Zouairia | Huawei | 35.3479 | -0.81679 | 800 |  | New | SA0009 | 2 | 35.3489 | -0.81494 | Macro 900 3 sectors |  | 900M_S222@GSM_S111@LTE | Directional (A704516R0v06) | 18 | 16 | GF | YES | 1 site->2 villages(2703/2704) | 338.5 | 81.1 | 235.8 | 203
Lot n°154_2706 | Lot N°154 | Lot N°154 (16 Localités) | HUAWEI | Huawei | Ain Temouchent | Tamzoura | EL Douahi | Huawei | 35.4044 | -0.6903 | 310 |  | New | SA0011 | 2 | 35.3992 | -0.70135 | Macro 900 3 sectors |  | 900M_S222@GSM_S111@LTE | Directional (A704516R0v06) | 18 | 16 | GF | YES | 1 site->2 villages(2706/2707) | 60.1 | 151.6 | 243.1 | 1156
Lot n°154_2707 | Lot N°154 | Lot N°154 (16 Localités) | HUAWEI | Huawei | Ain Temouchent | Tamzoura | Kouasmia | Huawei | 35.394 | -0.714 | 275 |  | New | SA0011 | 2 | 35.3992 | -0.70135 | Macro 900 3 sectors |  | 900M_S222@GSM_S111@LTE | Directional (A704516R0v06) | 18 | 16 | GF | YES | 1 site->2 villages(2706/2707) | 60.1 | 151.6 | 243.1 | 1285
Lot n°155_2708 | Lot N°155 | Lot N°155 (16 Localités) | HUAWEI | Huawei | Ain Temouchent | Oulhaça El Gheraba | Sidi Aissa | Huawei | 35.248 | -1.512 | 253 |  | New | SA0012 | 2 | 35.2432 | -1.51 | Macro 900 3 sectors |  | 900M_S222@GSM_S111@LTE | Directional (A704516R0v06) | 18 | 16 | GF | YES | 1 site->2 villages(2708/2711) | 341.4 | 77.5 | 209.5 | 566
Lot n°155_2709 | Lot N°155 | Lot N°155 (16 Localités) | HUAWEI | Huawei | Ain Temouchent | Oulhaça El Gheraba | Ouled Bourass | Huawei | 35.2523 | -1.5025 | 230 |  | New | yh_2709_2710_rf | 2 | 35.2522 | -1.5033 | Macro 900 3 sectors |  | 900M_S222@GSM_S111@LTE | Directional (A704516R0v06) | 30 | 28 | GF | YES | 1 site->2 villages(2709/2710) | 324.7 | 84.7 | 204.7 | 79
Lot n°155_2710 | Lot N°155 | Lot N°155 (16 Localités) | HUAWEI | Huawei | Ain Temouchent | Oulhaça El Gheraba | Karma | Huawei | 35.252 | -1.494 | 302 |  | New | yh_2709_2710_rf | 2 | 35.2522 | -1.5033 | Macro 900 3 sectors |  | 900M_S222@GSM_S111@LTE | Directional (A704516R0v06) | 30 | 28 | GF | YES | 1 site->2 villages(2709/2710) | 324.7 | 84.7 | 204.7 | 845
Lot n°155_2711 | Lot N°155 | Lot N°155 (16 Localités) | HUAWEI | Huawei | Ain Temouchent | Oulhaça El Gheraba | Each Gherab | Huawei | 35.245 | -1.5 | 100 |  | New | SA0012 | 2 | 35.2432 | -1.51 | Macro 900 3 sectors |  | 900M_S222@GSM_S111@LTE | Directional (A704516R0v06) | 18 | 16 | GF | YES | 1 site->2 villages(2708/2711) | 341.4 | 77.5 | 209.5 | 934
Lot n°155_2712 | Lot N°155 | Lot N°155 (16 Localités) | HUAWEI | Huawei | Ain Temouchent | Oulhaça El Gheraba | Medadha | Huawei | 35.208 | -1.4357 | 160 |  | New | yh_2717_2712_gf | 2 | 35.2009 | -1.4366 | Macro 900 3 sectors |  | 900M_S222@GSM_S111@LTE | Directional (A704516R0v06) | 30 | 28 | GF | YES | 1 site->2 villages(2712/2717) | 5.5 | 113.4 | 221.2 | 797
Lot n°155_2715 | Lot N°155 | Lot N°155 (16 Localités) | HUAWEI | Huawei | Ain Temouchent | Sidi Boumediène | Nouaoura | Huawei | 35.3157 | -0.84025 | 80 |  | New | SA0016 | 2 | 35.3186 | -0.84109 | Macro 900 3 sectors |  | 900M_S222@GSM_S111@LTE | Directional (A704516R0v06) | 18 | 16 | GF | YES | 1 site->2 villages(2715/2716) | 56.1 | 167.1 | 305.1 | 340
Lot n°155_2716 | Lot N°155 | Lot N°155 (16 Localités) | HUAWEI | Huawei | Ain Temouchent | Sidi Boumediène | M'karna | Huawei | 35.3259 | -0.85369 | 85 |  | New | SA0016 | 2 | 35.3186 | -0.84109 | Macro 900 3 sectors |  | 900M_S222@GSM_S111@LTE | Directional (A704516R0v06) | 18 | 16 | GF | YES | 1 site->2 villages(2715/2716) | 56.1 | 167.1 | 305.1 | 1397
Lot n°155_2717 | Lot N°155 | Lot N°155 (16 Localités) | HUAWEI | Huawei | Ain Temouchent | Sidi Ouriache | Sidi Dahmene | Huawei | 35.1962 | -1.4416 | 1500 |  | New | yh_2717_2712_gf | 2 | 35.2009 | -1.4366 | Macro 900 3 sectors |  | 900M_S222@GSM_S111@LTE | Directional (A704516R0v06) | 30 | 28 | GF | YES | 1 site->2 villages(2712/2717) | 5.5 | 113.4 | 221.2 | 690
Lot n°155_2718 | Lot N°155 | Lot N°155 (16 Localités) | HUAWEI | Huawei | Ain Temouchent | Sidi Ouriache | Bratla | Huawei | 35.2122 | -1.4986 | 321 |  | New | SA0017 | 1 | 35.2124 | -1.4989 | RuralLink |  | RuralLink 900M_O2@GSM_S111@LTE | Directional (A704515S0v06) | 18 | 16 | GF | YES | 1 site->1 villages(2718) | 112.5 | 232.5 | 352.5 | 35
Lot n°155_2719 | Lot N°155 | Lot N°155 (16 Localités) | HUAWEI | Huawei | Ain Temouchent | Sidi Ouriache | Hammamouche | Huawei | 35.1741 | -1.5284 | 283 |  | New | SA0020 | 1 | 35.1743 | -1.526 | RuralLink |  | RuralLink 900M_O2@GSM_S111@LTE | Directional (A704515S0v06) | 18 | 16 | GF | YES | 1 site->1 villages(2719) | 88.5 | 208.5 | 328.5 | 220
Lot n°155_2720 | Lot N°155 | Lot N°155 (16 Localités) | HUAWEI | Huawei | Ain Temouchent | Sidi Ouriache | El Aarabiyine | Huawei | 35.1898 | -1.5246 | 325 |  | New | SA0019 | 2 | 35.201 | -1.5239 | Macro 900 3 sectors |  | 900M_S222@GSM_S111@LTE | Directional (A704516R0v06) | 18 | 16 | GF | YES | 1 site->2 villages(2720/2722) | 313.7 | 68.4 | 183.2 | 1254
Lot n°155_2721 | Lot N°155 | Lot N°155 (16 Localités) | HUAWEI | Huawei | Ain Temouchent | Sidi Ouriache | Chaiba | Huawei | 35.2053 | -1.5178 | 179 |  | New | SA0018 | 2 | 35.2113 | -1.519 | Macro 900 3 sectors |  | 900M_S222@GSM_S111@LTE | Directional (A704516R0v06) | 18 | 16 | GF | YES | 1 site->2 villages(2721/2723) | 27.9 | 170.9 | 279.4 | 670
Lot n°155_2722 | Lot N°155 | Lot N°155 (16 Localités) | HUAWEI | Huawei | Ain Temouchent | Sidi Ouriache | Ouled Azzoz | Huawei | 35.2013 | -1.5242 | 465 |  | New | SA0019 | 2 | 35.201 | -1.5239 | Macro 900 3 sectors |  | 900M_S222@GSM_S111@LTE | Directional (A704516R0v06) | 18 | 16 | GF | YES | 1 site->2 villages(2720/2722) | 313.7 | 68.4 | 183.2 | 39
Lot n°155_2723 | Lot N°155 | Lot N°155 (16 Localités) | HUAWEI | Huawei | Ain Temouchent | Sidi Ouriache | Douar Ouled Ben Allal | Huawei | 35.22 | -1.5133 | 83 |  | New | SA0018 | 2 | 35.2113 | -1.519 | Macro 900 3 sectors |  | 900M_S222@GSM_S111@LTE | Directional (A704516R0v06) | 18 | 16 | GF | YES | 1 site->2 villages(2721/2723) | 27.9 | 170.9 | 279.4 | 1099
Lot n°156_2725 | Lot N°156 | Lot N°156 (19 Localités) | HUAWEI | Huawei | Relizane | Aïn Tarek | Tidda | Huawei | 35.7645 | 1.1568 | 75 |  | New | site10138 | 1 | 35.7642 | 1.1564 | RuralStar |  | RuralStar 900M_O2@GSM_O1@LTE | OMNI( A70VP1100v06) | 6 | 10 | RT | YES | 1 site->1 villages(2725) | 0 |  |  | 44
Lot n°156_2726 | Lot N°156 | Lot N°156 (19 Localités) | HUAWEI | Huawei | Relizane | Aïn Tarek | El Azaiez | Huawei | 35.7447 | 1.2603 | 52 |  | New | site10139 | 1 | 35.7451 | 1.2619 | RuralStar |  | RuralStar 900M_O2@GSM_O1@LTE | OMNI( A70VP1100v06) | 30 | 28 | GF | YES | 1 site->1 villages(2726) | 0 |  |  | 153
Lot n°156_2728 | Lot N°156 | Lot N°156 (19 Localités) | HUAWEI | Huawei | Relizane | Béni Dergoun | Reghaidia | Huawei | 35.8061 | 0.75667 | 1361 |  | New | site10206 | 2 | 35.7994 | 0.75604 | Macro 900 3 sectors |  | 900M_S222@GSM_S111@LTE | Directional (A704516R0v06) | 9 | 13 | RT | YES | 1 site->2 villages(2728/2733) | 4.3 | 124.3 | 244.3 | 754
Lot n°156_2729 | Lot N°156 | Lot N°156 (19 Localités) | HUAWEI | Huawei | Relizane | Béni Dergoun | Ouled Hamoul | Huawei | 35.8414 | 0.81139 | 109 |  | New | Site10010 | 1 | 35.8417 | 0.81125 | RuralStar |  | RuralStar 900M_O2@GSM_O1@LTE | OMNI( A70VP1100v06) | 6 | 10 | RT | YES | 1 site->1 villages(2729) | 0 |  |  | 32
Lot n°156_2733 | Lot N°156 | Lot N°156 (19 Localités) | HUAWEI | Huawei | Relizane | Béni Dergoun | Douar El Khouaouna | Huawei | 35.8123 | 0.74874 | 100 |  | New | site10206 | 2 | 35.7994 | 0.75604 | Macro 900 3 sectors |  | 900M_S222@GSM_S111@LTE | Directional (A704516R0v06) | 9 | 13 | RT | YES | 1 site->2 villages(2728/2733) | 4.3 | 124.3 | 244.3 | 1584
Lot n°156_2736 | Lot N°156 | Lot N°156 (19 Localités) | HUAWEI | Huawei | Relizane | Béni Zentis | Beni Aloui | Huawei | 36.0576 | 0.66159 | 588 |  | New | lyh_678 | 1 | 36.0545 | 0.65998 | RuralLink |  | RuralLink 900M_O2@GSM_S111@LTE | Directional (A704515S0v06) | 12 | 16 | RT | YES | 1 site->1 villages(2736) | 96.4 | 216.4 | 336.4 | 379
Lot n°156_2737 | Lot N°156 | Lot N°156 (19 Localités) | HUAWEI | Huawei | Relizane | Béni Zentis | Ouled Sidi Ziane | Huawei | 36.1323 | 0.61961 | 802 |  | New | site10142 | 1 | 36.1247 | 0.61649 | Macro 2100 3 sectors |  | 2100M_S111@UMTS_S111@LTE | Directional (A264518R0v06) | 6 | 10 | RT | YES | 1 site->1 villages(2737) | 316.6 | 19.5 | 264.7 | 888
Lot n°156_2738 | Lot N°156 | Lot N°156 (19 Localités) | HUAWEI | Huawei | Relizane | Béni Zentis | Kenenda | Huawei | 36.1224 | 0.69595 | 520 |  | New | site10143 | 1 | 36.1241 | 0.7001 | RuralLink |  | RuralLink 900M_O2@GSM_S111@LTE | Directional (A704515S0v06) | 6 | 10 | RT | YES | 1 site->1 villages(2738) | 89 | 209 | 329 | 420
Lot n°156_2739 | Lot N°156 | Lot N°156 (19 Localités) | HUAWEI | Huawei | Relizane | Béni Zentis | Mehailia | Huawei | 36.0844 | 0.65572 | 528 |  | New | site10144 | 1 | 36.0869 | 0.65788 | RuralLink |  | RuralLink 900M_O2@GSM_S111@LTE | Directional (A704515S0v06) | 6 | 10 | RT | YES | 1 site->1 villages(2739) | 28.5 | 148.5 | 268.5 | 338
Lot n°156_2740 | Lot N°156 | Lot N°156 (19 Localités) | HUAWEI | Huawei | Relizane | Dar Ben Abdallah | Sidi Abdelaziz | Huawei | 35.6667 | 0.74778 | 229 |  | New | site10145 | 1 | 35.6686 | 0.75044 | RuralStar |  | RuralStar 900M_O2@GSM_O1@LTE | OMNI( A70VP1100v06) | 6 | 10 | RT | YES | 1 site->1 villages(2740) | 0 |  |  | 320
Lot n°156_2742 | Lot N°156 | Lot N°156 (19 Localités) | HUAWEI | Huawei | Relizane | Mazouna | Khenansa | Huawei | 36.1465 | 0.91258 | 1998 |  | New | site10211 | 1 | 36.1488 | 0.90847 | Macro 2100 3 sectors |  | 2100M_S111@UMTS_S111@LTE | Directional (A264518R0v06) | 12 | 16 | RT | YES | 1 site->1 villages(2742) | 66 | 142.3 | 189.2 | 450
Lot n°157_2743 | Lot N°157 | Lot N°157 (19 Localités) | HUAWEI | Huawei | Relizane | Mediouna | Ouled Menni | Huawei | 36.1836 | 0.78103 | 604 |  | New | site10147 | 1 | 36.184 | 0.78065 | Macro 900 3 sectors |  | 900M_S222@GSM_S111@LTE | Directional (A704516R0v06) | 6 | 10 | RT | YES | 1 site->1 villages(2743) | 351.3 | 199.7 | 293.1 | 56
Lot n°157_2744 | Lot N°157 | Lot N°157 (19 Localités) | HUAWEI | Huawei | Relizane | Mediouna | Sidi Othmane | Huawei | 36.1506 | 0.72176 | 925 |  | New | site10148 | 1 | 36.1431 | 0.72325 | Macro 2100 3 sectors |  | 2100M_S111@UMTS_S111@LTE | Directional (A264518R0v06) | 30 | 28 | GF | YES | 1 site->1 villages(2744) | 349.5 | 65.8 | 289.8 | 840
Lot n°157_2745 | Lot N°157 | Lot N°157 (19 Localités) | HUAWEI | Huawei | Relizane | Mediouna | Ouled Rahou 02 | Huawei | 36.1621 | 0.68835 | 631 |  | New | site10056 | 1 | 36.1611 | 0.69085 | Macro 900 3 sectors |  | 900M_S222@GSM_S111@LTE | Directional (A704516R0v06) | 12 | 16 | RT | YES | 1 site->1 villages(2745) | 64.1 | 164.4 | 293.8 | 248
Lot n°157_2746 | Lot N°157 | Lot N°157 (19 Localités) | HUAWEI | Huawei | Relizane | Mediouna | Ouled Hellal | Huawei | 36.1392 | 0.69225 | 1366 |  | New | site10149 | 1 | 36.14 | 0.69241 | Macro 2100 3 sectors |  | 2100M_S111@UMTS_S111@LTE | Directional (A264518R0v06) | 6 | 10 | RT | YES | 1 site->1 villages(2746) | 76.7 | 157.8 | 273.3 | 89
Lot n°157_2747 | Lot N°157 | Lot N°157 (19 Localités) | HUAWEI | Huawei | Relizane | Mediouna | Ouled Zekri | Huawei | 36.16 | 0.70473 | 600 |  | New | site10150 | 1 | 36.1639 | 0.70389 | Macro 900 3 sectors |  | 900M_S222@GSM_S111@LTE | Directional (A704516R0v06) | 6 | 10 | RT | YES | 1 site->1 villages(2747) | 357.3 | 183.7 | 234.6 | 437
Lot n°157_2748 | Lot N°157 | Lot N°157 (19 Localités) | HUAWEI | Huawei | Relizane | Mediouna | Douar El Derablia | Huawei | 36.1043 | 0.78675 | 640 |  | New | site10151 | 1 | 36.1101 | 0.78868 | Macro 900 3 sectors |  | 900M_S222@GSM_S111@LTE | Directional (A704516R0v06) | 6 | 10 | RT | YES | 1 site->1 villages(2748) | 351.9 | 38.1 | 297.4 | 660
Lot n°157_2750 | Lot N°157 | Lot N°157 (19 Localités) | HUAWEI | Huawei | Relizane | Mediouna | Ouled El Missoum | Huawei | 36.1625 | 0.80293 | 342 |  | New | site10054 | 2 | 36.1622 | 0.80253 | Macro 900 3 sectors |  | 900M_S222@GSM_S111@LTE | Directional (A704516R0v06) | 30 | 28 | GF | YES | 1 site->2 villages(2750/2758) | 42.1 | 173.8 | 305.5 | 54
Lot n°157_2751 | Lot N°157 | Lot N°157 (19 Localités) | HUAWEI | Huawei | Relizane | Mediouna | Ouled Rahou 01 | Huawei | 36.1846 | 0.67234 | 511 |  | New | lyh_1 | 3 | 36.1879 | 0.66913 | Macro 900 3 sectors |  | 900M_S222@GSM_S111@LTE | Directional (A704516R0v06) | 30 | 28 | GF | YES | 1 site->3 villages(2751/1703/1704) | 46.4 | 141.8 | 311.1 | 466
Lot n°157_2752 | Lot N°157 | Lot N°157 (19 Localités) | HUAWEI | Huawei | Relizane | Mediouna | Bouhnichene | Huawei | 36.0837 | 0.7474 | 352 |  | New | site10152 | 1 | 36.0854 | 0.74973 | RuralLink |  | RuralLink 900M_O2@GSM_S111@LTE | Directional (A704515S0v06) | 6 | 10 | RT | YES | 1 site->1 villages(2752) | 66 | 186 | 306 | 283
Lot n°157_2753 | Lot N°157 | Lot N°157 (19 Localités) | HUAWEI | Huawei | Relizane | Mediouna | Ouled Abdelkrim | Huawei | 36.1436 | 0.73933 | 1004 |  | New | site10153 | 1 | 36.1434 | 0.73617 | Macro 2100 3 sectors |  | 2100M_S111@UMTS_S111@LTE | Directional (A264518R0v06) | 30 | 28 | GF | YES | 1 site->1 villages(2753) | 42 | 106.6 | 157.1 | 285
Lot n°157_2754 | Lot N°157 | Lot N°157 (19 Localités) | HUAWEI | Huawei | Relizane | Mediouna | Souabria | Huawei | 36.093 | 0.72002 | 119 |  | New | site10154 | 1 | 36.096 | 0.72674 | RuralStar |  | RuralStar 900M_O2@GSM_O1@LTE | OMNI( A70VP1100v06) | 6 | 10 | RT | YES | 1 site->1 villages(2754) | 0 |  |  | 685
Lot n°157_2755 | Lot N°157 | Lot N°157 (19 Localités) | HUAWEI | Huawei | Relizane | Mediouna | Ouled Salay | Huawei | 36.1477 | 0.70297 | 82 |  | New | site10155 | 1 | 36.1476 | 0.70276 | RuralStar |  | RuralStar 900M_O2@GSM_O1@LTE | OMNI( A70VP1100v06) | 6 | 10 | RT | YES | 1 site->1 villages(2755) | 0 |  |  | 21
Lot n°157_2756 | Lot N°157 | Lot N°157 (19 Localités) | HUAWEI | Huawei | Relizane | Mediouna | Zaouia | Huawei | 36.1557 | 0.76877 | 373 |  | New | ly157_2756 | 1 | 36.1554 | 0.76814 | RuralLink |  | RuralLink 900M_O2@GSM_S111@LTE | Directional (A704515S0v06) | 12 | 16 | RT | YES | 1 site->1 villages(2756) | 113.2 | 233.2 | 353.2 | 67
Lot n°157_2757 | Lot N°157 | Lot N°157 (19 Localités) | HUAWEI | Huawei | Relizane | Mediouna | Ouled Ben Ali | Huawei | 36.115 | 0.7403 | 311 |  | New | site10156 | 1 | 36.1207 | 0.73719 | RuralLink |  | RuralLink 900M_O2@GSM_S111@LTE | Directional (A704515S0v06) | 6 | 10 | RT | YES | 1 site->1 villages(2757) | 10 | 130 | 250 | 686
Lot n°157_2758 | Lot N°157 | Lot N°157 (19 Localités) | HUAWEI | Huawei | Relizane | Mediouna | Sidi Abdallah | Huawei | 36.1699 | 0.78914 | 520 |  | New | site10054 | 2 | 36.1622 | 0.80253 | Macro 900 3 sectors |  | 900M_S222@GSM_S111@LTE | Directional (A704516R0v06) | 30 | 28 | GF | YES | 1 site->2 villages(2750/2758) | 42.1 | 173.8 | 305.5 | 1477
Lot n°157_2759 | Lot N°157 | Lot N°157 (19 Localités) | HUAWEI | Huawei | Relizane | Oued El Djemaa | Souaimia | Huawei | 35.9105 | 0.66152 | 763 |  | New | site10053 | 4 | 35.9115 | 0.6735 | Macro 900 3 sectors |  | 900M_S222@GSM_S111@LTE | Directional (A704516R0v06) | 12 | 16 | RT | YES | 1 site->4 villages(2759/2760/2761/2868) | 80 | 159.8 | 264.3 | 1084
Lot n°157_2760 | Lot N°157 | Lot N°157 (19 Localités) | HUAWEI | Huawei | Relizane | Oued El Djemaa | Chemarkia | Huawei | 35.9138 | 0.64944 | 396 |  | New | site10053 | 4 | 35.9115 | 0.6735 | Macro 900 3 sectors |  | 900M_S222@GSM_S111@LTE | Directional (A704516R0v06) | 12 | 16 | RT | YES | 1 site->4 villages(2759/2760/2761/2868) | 80 | 159.8 | 264.3 | 2182
Lot n°157_2761 | Lot N°157 | Lot N°157 (19 Localités) | HUAWEI | Huawei | Relizane | Oued El Djemaa | Bouacheria | Huawei | 35.9108 | 0.67382 | 633 |  | New | site10053 | 4 | 35.9115 | 0.6735 | Macro 900 3 sectors |  | 900M_S222@GSM_S111@LTE | Directional (A704516R0v06) | 12 | 16 | RT | YES | 1 site->4 villages(2759/2760/2761/2868) | 80 | 159.8 | 264.3 | 84
Lot n°158_2762 | Lot N°158 | Lot N°158 (19 Localités) | HUAWEI | Huawei | Relizane | Oued Essalem | Sedjrara | Huawei | 35.5591 | 0.87244 | 308 |  | New | multigps_site10210_35.559266_0.872209 | 1 | 35.5593 | 0.87221 | RuralLink |  | RuralLink 900M_O2@GSM_S111@LTE | Directional (A704515S0v06) | 6 | 10 | RT | YES | 1 site->1 villages(2762) | 33.2 | 153.2 | 273.2 | 26
Lot n°158_2763 | Lot N°158 | Lot N°158 (19 Localités) | HUAWEI | Huawei | Relizane | Oued Essalem | Toumiate | Huawei | 35.5069 | 0.82492 | 895 |  | New | site10157 | 1 | 35.508 | 0.83306 | Macro 2100 3 sectors |  | 2100M_S111@UMTS_S111@LTE | Directional (A264518R0v06) | 6 | 10 | RT | YES | 1 site->1 villages(2763) | 328.7 | 70.2 | 254.8 | 748
Lot n°158_2764 | Lot N°158 | Lot N°158 (19 Localités) | HUAWEI | Huawei | Relizane | Oued Essalem | Chaâchia | Huawei | 35.5325 | 0.83653 | 520 |  | New | site10158 | 1 | 35.532 | 0.83638 | RuralLink |  | RuralLink 900M_O2@GSM_S111@LTE | Directional (A704515S0v06) | 6 | 10 | RT | YES | 1 site->1 villages(2764) | 29.1 | 149.1 | 269.1 | 58
Lot n°158_2765 | Lot N°158 | Lot N°158 (19 Localités) | HUAWEI | Huawei | Relizane | Oued Essalem | Ouled Smaine | Huawei | 35.544 | 0.80233 | 122 |  | New | site10159 | 1 | 35.544 | 0.80201 | RuralStar |  | RuralStar 900M_O2@GSM_O1@LTE | OMNI( A70VP1100v06) | 6 | 10 | RT | YES | 1 site->1 villages(2765) | 0 |  |  | 29
Lot n°158_2766 | Lot N°158 | Lot N°158 (19 Localités) | HUAWEI | Huawei | Relizane | Oued Essalem | Rezazga | Huawei | 35.6068 | 0.93171 | 125 |  | New | site10160 | 1 | 35.6064 | 0.93043 | RuralStar |  | RuralStar 900M_O2@GSM_O1@LTE | OMNI( A70VP1100v06) | 30 | 28 | GF | YES | 1 site->1 villages(2766) | 0 |  |  | 128
Lot n°158_2767 | Lot N°158 | Lot N°158 (19 Localités) | HUAWEI | Huawei | Relizane | Oued Essalem | El Khedaid | Huawei | 35.5989 | 0.95097 | 170 |  | New | multigps_site10212_35.599038_0.95519 | 1 | 35.599 | 0.95519 | RuralStar |  | RuralStar 900M_O2@GSM_O1@LTE | OMNI( A70VP1100v06) | 30 | 28 | GF | YES | 1 site->1 villages(2767) | 0 |  |  | 381
Lot n°158_2768 | Lot N°158 | Lot N°158 (19 Localités) | HUAWEI | Huawei | Relizane | Oued Essalem | Ouled Moussa | Huawei | 35.6221 | 0.95249 | 326 |  | New | site10213 | 1 | 35.6228 | 0.95246 | RuralLink |  | RuralLink 900M_O2@GSM_S111@LTE | Directional (A704515S0v06) | 12 | 16 | RT | YES | 1 site->1 villages(2768) | 16.6 | 136.6 | 256.6 | 74
Lot n°158_2769 | Lot N°158 | Lot N°158 (19 Localités) | HUAWEI | Huawei | Relizane | Oued Essalem | El Chenene | Huawei | 35.5978 | 1 | 96 |  | New | multigps_site10214_35.598137_0.999945 | 1 | 35.5981 | 0.99994 | RuralStar |  | RuralStar 900M_O2@GSM_O1@LTE | OMNI( A70VP1100v06) | 30 | 28 | GF | YES | 1 site->1 villages(2769) | 0 |  |  | 39
Lot n°158_2770 | Lot N°158 | Lot N°158 (19 Localités) | HUAWEI | Huawei | Relizane | Oued Essalem | Chouaichia | Huawei | 35.5644 | 0.90634 | 150 |  | New | ly158_2770 | 1 | 35.5646 | 0.90675 | RuralStar |  | RuralStar 900M_O2@GSM_O1@LTE | OMNI( A70VP1100v06) | 9 | 13 | RT | YES | 1 site->1 villages(2770) | 0 |  |  | 41
Lot n°158_2771 | Lot N°158 | Lot N°158 (19 Localités) | HUAWEI | Huawei | Relizane | Oued Essalem | Zegaouat | Huawei | 35.4645 | 0.81867 | 51 |  | New | site10052 | 1 | 35.4642 | 0.8181 | RuralStar |  | RuralStar 900M_O2@GSM_O1@LTE | OMNI( A70VP1100v06) | 12 | 16 | RT | YES | 1 site->1 villages(2771) | 0 |  |  | 57
Lot n°158_2772 | Lot N°158 | Lot N°158 (19 Localités) | HUAWEI | Huawei | Relizane | Oued Essalem | Touaiedj | Huawei | 35.5261 | 0.89756 | 76 |  | New | site10161 | 1 | 35.5272 | 0.89858 | RuralStar |  | RuralStar 900M_O2@GSM_O1@LTE | OMNI( A70VP1100v06) | 30 | 28 | GF | YES | 1 site->1 villages(2772) | 0 |  |  | 149
Lot n°158_2773 | Lot N°158 | Lot N°158 (19 Localités) | HUAWEI | Huawei | Relizane | Oued Essalem | Douar El Khodem | Huawei | 35.5483 | 0.91118 | 300 |  | New | Site10013 | 3 | 35.5391 | 0.90692 | Macro 900 3 sectors |  | 900M_S222@GSM_S111@LTE | Directional (A704516R0v06) | 9 | 13 | RT | YES | 1 site->3 villages(2773/2774/2775) | 20.7 | 112.3 | 203.8 | 1089
Lot n°158_2774 | Lot N°158 | Lot N°158 (19 Localités) | HUAWEI | Huawei | Relizane | Oued Essalem | Cheraga | Huawei | 35.5388 | 0.90675 | 94 |  | New | Site10013 | 3 | 35.5391 | 0.90692 | Macro 900 3 sectors |  | 900M_S222@GSM_S111@LTE | Directional (A704516R0v06) | 9 | 13 | RT | YES | 1 site->3 villages(2773/2774/2775) | 20.7 | 112.3 | 203.8 | 39
Lot n°158_2775 | Lot N°158 | Lot N°158 (19 Localités) | HUAWEI | Huawei | Relizane | Oued Essalem | Medjahdia | Huawei | 35.5483 | 0.91179 | 250 |  | New | Site10013 | 3 | 35.5391 | 0.90692 | Macro 900 3 sectors |  | 900M_S222@GSM_S111@LTE | Directional (A704516R0v06) | 9 | 13 | RT | YES | 1 site->3 villages(2773/2774/2775) | 20.7 | 112.3 | 203.8 | 1109
Lot n°158_2776 | Lot N°158 | Lot N°158 (19 Localités) | HUAWEI | Huawei | Relizane | Oued Essalem | Betainia | Huawei | 35.4671 | 0.7553 | 260 |  | New | yh_2776_2777_gf | 2 | 35.4617 | 0.77526 | Macro 900 3 sectors |  | 900M_S222@GSM_S111@LTE | Directional (A704516R0v06) | 30 | 28 | GF | YES | 1 site->2 villages(2776/2777) | 31.3 | 134.2 | 288.4 | 1906
Lot n°158_2777 | Lot N°158 | Lot N°158 (19 Localités) | HUAWEI | Huawei | Relizane | Oued Essalem | Ouled El Hadj | Huawei | 35.4513 | 0.78834 | 215 |  | New | yh_2776_2777_gf | 2 | 35.4617 | 0.77526 | Macro 900 3 sectors |  | 900M_S222@GSM_S111@LTE | Directional (A704516R0v06) | 30 | 28 | GF | YES | 1 site->2 villages(2776/2777) | 31.3 | 134.2 | 288.4 | 1651
Lot n°158_2778 | Lot N°158 | Lot N°158 (19 Localités) | HUAWEI | Huawei | Relizane | Oued Essalem | Merrerka | Huawei | 35.5812 | 0.94602 | 270 |  | New | site10162 | 1 | 35.5811 | 0.94591 | RuralLink |  | RuralLink 900M_O2@GSM_S111@LTE | Directional (A704515S0v06) | 24 | 22 | GF | YES | 1 site->1 villages(2778) | 32 | 152 | 272 | 13
Lot n°158_2779 | Lot N°158 | Lot N°158 (19 Localités) | HUAWEI | Huawei | Relizane | Oued Essalem | Touaitia | Huawei | 35.625 | 0.91908 | 130 |  | New | site10215 | 1 | 35.6256 | 0.91709 | RuralStar |  | RuralStar 900M_O2@GSM_O1@LTE | OMNI( A70VP1100v06) | 9 | 13 | RT | YES | 1 site->1 villages(2779) | 0 |  |  | 190
Lot n°158_2780 | Lot N°158 | Lot N°158 (19 Localités) | HUAWEI | Huawei | Relizane | Ramka | Ghedadoua | Huawei | 35.9 | 1.2247 | 400 |  | New | site10163 | 1 | 35.8993 | 1.2268 | RuralLink |  | RuralLink 900M_O2@GSM_S111@LTE | Directional (A704515S0v06) | 6 | 10 | RT | YES | 1 site->1 villages(2780) | 100.7 | 220.7 | 340.7 | 200
Lot n°159_2781 | Lot N°159 | Lot N°159 (19 Localités) | HUAWEI | Huawei | Relizane | Oued Rhiou | Ferme Chouk | Huawei | 35.9869 | 0.92934 | 336 |  | New | site10047 | 2 | 35.9844 | 0.95007 | Macro 900 3 sectors |  | 900M_S222@GSM_S111@LTE | Directional (A704516R0v06) | 24 | 22 | GF | YES | 1 site->2 villages(2781/2894) | 278.4 | 97.5 | 188 | 1886
Lot n°159_2784 | Lot N°159 | Lot N°159 (19 Localités) | HUAWEI | Huawei | Relizane | Souk El Haad | Ouled Mustapha | Huawei | 35.9419 | 1.2569 | 600 |  | New | yh_2784_rf - No Village | 1 | 35.9446 | 1.2651 | Macro 900 3 sectors |  | 900M_S222@GSM_S111@LTE | Directional (A704516R0v06) | 6 | 10 | RT | YES | 1 site->1 villages(2784) | 43.3 | 163.3 | 283.3 | 793
Lot n°159_2785 | Lot N°159 | Lot N°159 (19 Localités) | HUAWEI | Huawei | Relizane | Souk El Haad | Ouled El Arbi | Huawei | 35.9181 | 1.2531 | 180 |  | New | Site10016 | 2 | 35.9089 | 1.2586 | Macro 900 3 sectors |  | 900M_S222@GSM_S111@LTE | Directional (A704516R0v06) | 6 | 10 | RT | YES | 1 site->2 villages(2785/2786) | 334 | 94 | 214 | 1138
Lot n°159_2786 | Lot N°159 | Lot N°159 (19 Localités) | HUAWEI | Huawei | Relizane | Souk El Haad | Ouled Haddou | Huawei | 35.9097 | 1.2581 | 140 |  | New | Site10016 | 2 | 35.9089 | 1.2586 | Macro 900 3 sectors |  | 900M_S222@GSM_S111@LTE | Directional (A704516R0v06) | 6 | 10 | RT | YES | 1 site->2 villages(2785/2786) | 334 | 94 | 214 | 108
Lot n°159_2787 | Lot N°159 | Lot N°159 (19 Localités) | HUAWEI | Huawei | Relizane | Souk El Haad | Rezaklia | Huawei | 35.9286 | 1.2467 | 240 |  | New | yh_2787_rf | 2 | 35.9292 | 1.2533 | Macro 900 3 sectors |  | 900M_S222@GSM_S111@LTE | Directional (A704516R0v06) | 6 | 10 | RT | YES | 1 site->2 villages(2787/2788) | 23.3 | 143.3 | 263.3 | 601
Lot n°159_2788 | Lot N°159 | Lot N°159 (19 Localités) | HUAWEI | Huawei | Relizane | Souk El Haad | Sensigue | Huawei | 35.9297 | 1.2303 | 100 |  | New | yh_2787_rf | 2 | 35.9292 | 1.2533 | Macro 900 3 sectors |  | 900M_S222@GSM_S111@LTE | Directional (A704516R0v06) | 6 | 10 | RT | YES | 1 site->2 villages(2787/2788) | 23.3 | 143.3 | 263.3 | 2073
Lot n°159_2789 | Lot N°159 | Lot N°159 (19 Localités) | HUAWEI | Huawei | Relizane | Yellel | Merdja | Huawei | 35.745 | 0.42497 | 854 |  | New | ly159_2789 | 1 | 35.7458 | 0.42463 | Macro 2100 3 sectors |  | 2100M_S111@UMTS_S111@LTE | Directional (A264518R0v06) | 12 | 16 | RT | YES | 1 site->1 villages(2789) | 323.1 | 212.7 | 265.4 | 97
Lot n°159_2790 | Lot N°159 | Lot N°159 (19 Localités) | HUAWEI | Huawei | Relizane | Yellel | Bouaichia | Huawei | 35.7998 | 0.34446 | 1035 |  | New | yh_2790_2797_rf | 4 | 35.8084 | 0.35283 | Macro 900 3 sectors |  | 900M_S222@GSM_S111@LTE | Directional (A704516R0v06) | 30 | 28 | GF | YES | 1 site->4 villages(2790/2791/2797/1720) | 24.3 | 138.5 | 218.3 | 1217
Lot n°159_2791 | Lot N°159 | Lot N°159 (19 Localités) | HUAWEI | Huawei | Relizane | Yellel | Houadria | Huawei | 35.7962 | 0.34731 | 1323 |  | New | yh_2790_2797_rf | 4 | 35.8084 | 0.35283 | Macro 900 3 sectors |  | 900M_S222@GSM_S111@LTE | Directional (A704516R0v06) | 30 | 28 | GF | YES | 1 site->4 villages(2790/2791/2797/1720) | 24.3 | 138.5 | 218.3 | 1447
Lot n°159_2792 | Lot N°159 | Lot N°159 (19 Localités) | HUAWEI | Huawei | Relizane | Yellel | El Houaichia | Huawei | 35.7177 | 0.30841 | 696 |  | New | site10212 | 2 | 35.7133 | 0.31067 | Macro 900 3 sectors |  | 900M_S222@GSM_S111@LTE | Directional (A704516R0v06) | 12 | 16 | RT | YES | 1 site->2 villages(2792/2798) | 337.2 | 155.6 | 246.4 | 528
Lot n°159_2797 | Lot N°159 | Lot N°159 (19 Localités) | HUAWEI | Huawei | Relizane | Yellel | El Selamnia | Huawei | 35.7941 | 0.3685 | 218 |  | New | yh_2790_2797_rf | 4 | 35.8084 | 0.35283 | Macro 900 3 sectors |  | 900M_S222@GSM_S111@LTE | Directional (A704516R0v06) | 30 | 28 | GF | YES | 1 site->4 villages(2790/2791/2797/1720) | 24.3 | 138.5 | 218.3 | 2131
Lot n°159_2798 | Lot N°159 | Lot N°159 (19 Localités) | HUAWEI | Huawei | Relizane | Yellel | El Hedjaidjia 01 | Huawei | 35.6984 | 0.31905 | 447 |  | New | site10212 | 2 | 35.7133 | 0.31067 | Macro 900 3 sectors |  | 900M_S222@GSM_S111@LTE | Directional (A704516R0v06) | 12 | 16 | RT | YES | 1 site->2 villages(2792/2798) | 337.2 | 155.6 | 246.4 | 1831
Lot n°159_2799 | Lot N°159 | Lot N°159 (19 Localités) | HUAWEI | Huawei | Relizane | Yellel | Ouled Ahmid 01 | Huawei | 35.7725 | 0.32641 | 1600 |  | New | ql23 | 1 | 35.7721 | 0.3257 | Macro 2100 3 sectors |  | 2100M_S111@UMTS_S111@LTE | Directional (A264518R0v06) | 12 | 16 | RT | YES | 1 site->1 villages(2799) | 267.5 | 102.4 | 315.2 | 73
Lot n°160_2800 | Lot N°160 | Lot N°160 (19 Localités) | HUAWEI | Huawei | Relizane | Ouled Aïche | Nekakaâ | Huawei | 35.8616 | 1.0032 | 1500 |  | New | site10166 | 1 | 35.8605 | 1.0055 | Macro 2100 3 sectors |  | 2100M_S111@UMTS_S111@LTE | Directional (A264518R0v06) | 6 | 10 | RT | YES | 1 site->1 villages(2800) | 304.4 | 64.4 | 184.4 | 244
Lot n°160_2801 | Lot N°160 | Lot N°160 (19 Localités) | HUAWEI | Huawei | Relizane | Ouled Aïche | Kaâkecha | Huawei | 35.7661 | 0.9824 | 200 |  | New | site10167 | 1 | 35.7652 | 0.98281 | RuralStar |  | RuralStar 900M_O2@GSM_O1@LTE | OMNI( A70VP1100v06) | 6 | 10 | RT | YES | 1 site->1 villages(2801) | 0 |  |  | 108
Lot n°160_2802 | Lot N°160 | Lot N°160 (19 Localités) | HUAWEI | Huawei | Relizane | Ouled Aïche | Cherarka | Huawei | 35.8517 | 0.90243 | 1040 |  | New | multigps_site10215_35.84528_0.906932 | 1 | 35.8453 | 0.90693 | Macro 2100 3 sectors |  | 2100M_S111@UMTS_S111@LTE | Directional (A264518R0v06) | 12 | 16 | RT | YES | 1 site->1 villages(2802) | 323.8 | 273.8 | 217.9 | 820
Lot n°160_2803 | Lot N°160 | Lot N°160 (19 Localités) | HUAWEI | Huawei | Relizane | Ouled Aïche | Sidi Ali | Huawei | 35.8108 | 1.0484 | 600 |  | New | site10168 | 1 | 35.8063 | 1.0514 | Macro 900 3 sectors |  | 900M_S222@GSM_S111@LTE | Directional (A704516R0v06) | 6 | 10 | RT | YES | 1 site->1 villages(2803) | 50.4 | 146.5 | 314.2 | 572
Lot n°160_2804 | Lot N°160 | Lot N°160 (19 Localités) | HUAWEI | Huawei | Relizane | Ouled Aïche | Bekhata | Huawei | 35.8259 | 1.0322 | 500 |  | New | site10042 | 4 | 35.8212 | 1.0291 | Macro 900 3 sectors |  | 900M_S222@GSM_S111@LTE | Directional (A704516R0v06) | 12 | 16 | RT | YES | 1 site->4 villages(2804/2828/2829/2830) | 302.6 | 28.6 | 74.6 | 591
Lot n°160_2805 | Lot N°160 | Lot N°160 (19 Localités) | HUAWEI | Huawei | Relizane | Ouled Aïche | Ouled Berrached | Huawei | 35.7973 | 0.99148 | 400 |  | New | yh_2805_2807_rf | 2 | 35.7987 | 0.99095 | Macro 900 3 sectors |  | 900M_S222@GSM_S111@LTE | Directional (A704516R0v06) | 30 | 28 | GF | YES | 1 site->2 villages(2805/2807) | 59.4 | 163.4 | 315.3 | 167
Lot n°160_2806 | Lot N°160 | Lot N°160 (19 Localités) | HUAWEI | Huawei | Relizane | Ouled Aïche | Ouled Attia | Huawei | 35.8027 | 0.94114 | 150 |  | New | site10211_1007_2806 | 1 | 35.7964 | 0.93515 | RuralStar |  | RuralStar 900M_O2@GSM_O1@LTE | OMNI( A70VP1100v06) | 12 | 16 | RT | YES | 1 site->1 villages(2806) | 0 |  |  | 890
Lot n°160_2807 | Lot N°160 | Lot N°160 (19 Localités) | HUAWEI | Huawei | Relizane | Ouled Aïche | Touahria | Huawei | 35.8 | 0.98939 | 450 |  | New | yh_2805_2807_rf | 2 | 35.7987 | 0.99095 | Macro 900 3 sectors |  | 900M_S222@GSM_S111@LTE | Directional (A704516R0v06) | 30 | 28 | GF | YES | 1 site->2 villages(2805/2807) | 59.4 | 163.4 | 315.3 | 200
Lot n°160_2808 | Lot N°160 | Lot N°160 (19 Localités) | HUAWEI | Huawei | Relizane | Ouled Sidi Mihoub | El Kerayeche | Huawei | 35.9473 | 0.77221 | 121 |  | New | site10049 | 2 | 35.9547 | 0.7601 | Macro 900 3 sectors |  | 900M_S222@GSM_S111@LTE | Directional (A704516R0v06) | 24 | 22 | GF | YES | 1 site->2 villages(2808/2838) | 359.9 | 127.1 | 243.5 | 1366
Lot n°160_2809 | Lot N°160 | Lot N°160 (19 Localités) | HUAWEI | Huawei | Relizane | Sidi Khettab | Deghamij | Huawei | 35.9774 | 0.47343 | 131 |  | New | site10170 | 1 | 35.9774 | 0.47729 | RuralStar |  | RuralStar 900M_O2@GSM_O1@LTE | OMNI( A70VP1100v06) | 6 | 10 | RT | YES | 1 site->1 villages(2809) | 0 |  |  | 347
Lot n°160_2810 | Lot N°160 | Lot N°160 (19 Localités) | HUAWEI | Huawei | Relizane | Sidi Khettab | Ouled Sidi Brahim | Huawei | 35.974 | 0.50515 | 216 |  | New | Site10012 | 2 | 35.9799 | 0.50035 | Macro 900 3 sectors |  | 900M_S222@GSM_S111@LTE | Directional (A704516R0v06) | 24 | 22 | GF | YES | 1 site->2 villages(2810/1738) | 336.6 | 146.7 | 241.7 | 787
Lot n°160_2811 | Lot N°160 | Lot N°160 (19 Localités) | HUAWEI | Huawei | Relizane | Sidi Khettab | El Khouaouna | Huawei | 35.873 | 0.56666 | 676 |  | New | ql33 | 1 | 35.8722 | 0.5658 | Macro 900 3 sectors |  | 900M_S222@GSM_S111@LTE | Directional (A704516R0v06) | 12 | 16 | RT | YES | 1 site->1 villages(2811) | 17 | 126.5 | 62.7 | 121
Lot n°160_2812 | Lot N°160 | Lot N°160 (19 Localités) | HUAWEI | Huawei | Relizane | Sidi Khettab | El Djelalta | Huawei | 35.85 | 0.56557 | 140 |  | New | site10209 | 1 | 35.8501 | 0.56673 | RuralStar |  | RuralStar 900M_O2@GSM_O1@LTE | OMNI( A70VP1100v06) | 12 | 16 | RT | YES | 1 site->1 villages(2812) | 0 |  |  | 105
Lot n°160_2813 | Lot N°160 | Lot N°160 (19 Localités) | HUAWEI | Huawei | Relizane | Sidi Khettab | El Aouachich | Huawei | 35.9077 | 0.62857 | 816 |  | New | site10171 | 1 | 35.9077 | 0.62857 | Macro 2100 3 sectors |  | 2100M_S111@UMTS_S111@LTE | Directional (A264518R0v06) | 6 | 10 | RT | YES | 1 site->1 villages(2813) | 63.4 | 153.4 | 315 | 0
Lot n°160_2815 | Lot N°160 | Lot N°160 (19 Localités) | HUAWEI | Huawei | Relizane | Sidi Lazreg | Maâziz | Huawei | 35.6436 | 0.7488 | 66 |  | New | site10173 | 1 | 35.6435 | 0.74879 | RuralStar |  | RuralStar 900M_O2@GSM_O1@LTE | OMNI( A70VP1100v06) | 6 | 10 | RT | YES | 1 site->1 villages(2815) | 0 |  |  | 14
Lot n°160_2818 | Lot N°160 | Lot N°160 (19 Localités) | HUAWEI | Huawei | Relizane | Sidi M'hamed Ben Aouda | Masmoud | Huawei | 35.5058 | 0.65115 | 1300 |  | New | site10174 | 1 | 35.5075 | 0.65251 | Macro 2100 3 sectors |  | 2100M_S111@UMTS_S111@LTE | Directional (A264518R0v06) | 6 | 10 | RT | YES | 1 site->1 villages(2818) | 284.6 | 137.6 | 214.2 | 219
Lot n°161_2820 | Lot N°161 | Lot N°161 (18 Localités) | HUAWEI | Huawei | Relizane | Aïn Rahma | Garbossa | Huawei | 35.6831 | 0.36853 | 673 |  | New | site10177 | 2 | 35.6721 | 0.38932 | Macro 900 3 sectors |  | 900M_S222@GSM_S111@LTE | Directional (A704516R0v06) | 24 | 22 | GF | YES | 1 site->2 villages(2820/2826) | 303.1 | 122.6 | 212.9 | 2240
Lot n°161_2821 | Lot N°161 | Lot N°161 (18 Localités) | HUAWEI | Huawei | Relizane | Aïn Rahma | Felitasse | Huawei | 35.5929 | 0.43834 | 748 |  | New | site10176 | 1 | 35.5917 | 0.43828 | Macro 2100 3 sectors |  | 2100M_S111@UMTS_S111@LTE | Directional (A264518R0v06) | 30 | 28 | GF | YES | 1 site->1 villages(2821) | 24.4 | 74.4 | 325.1 | 135
Lot n°161_2822 | Lot N°161 | Lot N°161 (18 Localités) | HUAWEI | Huawei | Relizane | Aïn Rahma | Ouled Embarek | Huawei | 35.6282 | 0.42023 | 521 |  | New | ql32 | 1 | 35.6285 | 0.41916 | RuralLink |  | RuralLink 900M_O2@GSM_S111@LTE | Directional (A704515S0v06) | 12 | 16 | RT | YES | 1 site->1 villages(2822) | 116.6 | 236.6 | 356.6 | 104
Lot n°161_2826 | Lot N°161 | Lot N°161 (18 Localités) | HUAWEI | Huawei | Relizane | Aïn Rahma | Melalha | Huawei | 35.6707 | 0.39208 | 368 |  | New | site10177 | 2 | 35.6721 | 0.38932 | Macro 900 3 sectors |  | 900M_S222@GSM_S111@LTE | Directional (A704516R0v06) | 24 | 22 | GF | YES | 1 site->2 villages(2820/2826) | 303.1 | 122.6 | 212.9 | 296
Lot n°161_2828 | Lot N°161 | Lot N°161 (18 Localités) | HUAWEI | Huawei | Relizane | Ammi Moussa | Ouled Hamadi | Huawei | 35.8246 | 1.0226 | 205 |  | New | site10042 | 4 | 35.8212 | 1.0291 | Macro 900 3 sectors |  | 900M_S222@GSM_S111@LTE | Directional (A704516R0v06) | 12 | 16 | RT | YES | 1 site->4 villages(2804/2828/2829/2830) | 302.6 | 28.6 | 74.6 | 697
Lot n°161_2829 | Lot N°161 | Lot N°161 (18 Localités) | HUAWEI | Huawei | Relizane | Ammi Moussa | Ouled Tayeb | Huawei | 35.8226 | 1.0205 | 201 |  | New | site10042 | 4 | 35.8212 | 1.0291 | Macro 900 3 sectors |  | 900M_S222@GSM_S111@LTE | Directional (A704516R0v06) | 12 | 16 | RT | YES | 1 site->4 villages(2804/2828/2829/2830) | 302.6 | 28.6 | 74.6 | 792
Lot n°161_2830 | Lot N°161 | Lot N°161 (18 Localités) | HUAWEI | Huawei | Relizane | Ammi Moussa | El Saâyed | Huawei | 35.8228 | 1.0359 | 224 |  | New | site10042 | 4 | 35.8212 | 1.0291 | Macro 900 3 sectors |  | 900M_S222@GSM_S111@LTE | Directional (A704516R0v06) | 12 | 16 | RT | YES | 1 site->4 villages(2804/2828/2829/2830) | 302.6 | 28.6 | 74.6 | 634
Lot n°161_2831 | Lot N°161 | Lot N°161 (18 Localités) | HUAWEI | Huawei | Relizane | Ammi Moussa | Sidi Ahamr El Ain | Huawei | 35.8452 | 1.0831 | 76 |  | New | site10179 | 1 | 35.845 | 1.0836 | RuralStar |  | RuralStar 900M_O2@GSM_O1@LTE | OMNI( A70VP1100v06) | 6 | 10 | RT | YES | 1 site->1 villages(2831) | 0 |  |  | 54
Lot n°161_2832 | Lot N°161 | Lot N°161 (18 Localités) | HUAWEI | Huawei | Relizane | Belaassel Bouzegza | Douar Bennaga | Huawei | 35.8064 | 0.44472 | 450 |  | New | site10051 | 2 | 35.8177 | 0.45089 | Macro 900 3 sectors |  | 900M_S222@GSM_S111@LTE | Directional (A704516R0v06) | 30 | 28 | GF | YES | 1 site->2 villages(2832/2833) | 308.1 | 52.4 | 203.8 | 1380
Lot n°161_2833 | Lot N°161 | Lot N°161 (18 Localités) | HUAWEI | Huawei | Relizane | Belaassel Bouzegza | Douar El Djaâdnia | Huawei | 35.8292 | 0.46917 | 191 |  | New | site10051 | 2 | 35.8177 | 0.45089 | Macro 900 3 sectors |  | 900M_S222@GSM_S111@LTE | Directional (A704516R0v06) | 30 | 28 | GF | YES | 1 site->2 villages(2832/2833) | 308.1 | 52.4 | 203.8 | 2080
Lot n°162_2837 | Lot N°162 | Lot N°162 (18 Localités) | HUAWEI | Huawei | Relizane | Djidiouia | Houaoura | Huawei | 35.9816 | 0.78841 | 739 |  | New | site10208 | 4 | 35.9861 | 0.78203 | Macro 900 3 sectors |  | 900M_S222@GSM_S111@LTE | Directional (A704516R0v06) | 30 | 28 | GF | YES | 1 site->4 villages(2837/2843/2844/2852) | 52.9 | 131.3 | 298.6 | 764
Lot n°162_2838 | Lot N°162 | Lot N°162 (18 Localités) | HUAWEI | Huawei | Relizane | Djidiouia | El Azza | Huawei | 35.9712 | 0.76007 | 145 |  | New | site10049 | 2 | 35.9547 | 0.7601 | Macro 900 3 sectors |  | 900M_S222@GSM_S111@LTE | Directional (A704516R0v06) | 24 | 22 | GF | YES | 1 site->2 villages(2808/2838) | 359.9 | 127.1 | 243.5 | 1832
Lot n°162_2839 | Lot N°162 | Lot N°162 (18 Localités) | HUAWEI | Huawei | Relizane | Djidiouia | Sidi Said | Huawei | 35.8723 | 0.77544 | 104 |  | New | site10180 | 1 | 35.8689 | 0.77194 | RuralStar |  | RuralStar 900M_O2@GSM_O1@LTE | OMNI( A70VP1100v06) | 6 | 10 | RT | YES | 1 site->1 villages(2839) | 0 |  |  | 494
Lot n°162_2840 | Lot N°162 | Lot N°162 (18 Localités) | HUAWEI | Huawei | Relizane | Djidiouia | Douar Lamhar El Kebar | Huawei | 35.8513 | 0.85989 | 152 |  | New | site10181 | 1 | 35.8508 | 0.86104 | RuralStar |  | RuralStar 900M_O2@GSM_O1@LTE | OMNI( A70VP1100v06) | 6 | 10 | RT | YES | 1 site->1 villages(2840) | 0 |  |  | 119
Lot n°162_2841 | Lot N°162 | Lot N°162 (18 Localités) | HUAWEI | Huawei | Relizane | Djidiouia | Douar Lamhar El Seghar | Huawei | 35.8668 | 0.87962 | 143 |  | New | site10043 | 2 | 35.8673 | 0.87941 | Macro 900 3 sectors |  | 900M_S222@GSM_S111@LTE | Directional (A704516R0v06) | 30 | 28 | GF | YES | 1 site->2 villages(2841/2842) | 14.3 | 158.7 | 266.5 | 54
Lot n°162_2842 | Lot N°162 | Lot N°162 (18 Localités) | HUAWEI | Huawei | Relizane | Djidiouia | Touares | Huawei | 35.8789 | 0.88308 | 182 |  | New | site10043 | 2 | 35.8673 | 0.87941 | Macro 900 3 sectors |  | 900M_S222@GSM_S111@LTE | Directional (A704516R0v06) | 30 | 28 | GF | YES | 1 site->2 villages(2841/2842) | 14.3 | 158.7 | 266.5 | 1341
Lot n°162_2843 | Lot N°162 | Lot N°162 (18 Localités) | HUAWEI | Huawei | Relizane | Djidiouia | Douaidia | Huawei | 35.9988 | 0.80271 | 856 |  | New | site10208 | 4 | 35.9861 | 0.78203 | Macro 900 3 sectors |  | 900M_S222@GSM_S111@LTE | Directional (A704516R0v06) | 30 | 28 | GF | YES | 1 site->4 villages(2837/2843/2844/2852) | 52.9 | 131.3 | 298.6 | 2333
Lot n°162_2844 | Lot N°162 | Lot N°162 (18 Localités) | HUAWEI | Huawei | Relizane | Djidiouia | Sebaia | Huawei | 35.986 | 0.80945 | 738 |  | New | site10208 | 4 | 35.9861 | 0.78203 | Macro 900 3 sectors |  | 900M_S222@GSM_S111@LTE | Directional (A704516R0v06) | 30 | 28 | GF | YES | 1 site->4 villages(2837/2843/2844/2852) | 52.9 | 131.3 | 298.6 | 2467
Lot n°162_2845 | Lot N°162 | Lot N°162 (18 Localités) | HUAWEI | Huawei | Relizane | Djidiouia | Ouled Sidi Omar | Huawei | 36.0235 | 0.80375 | 876 |  | New | site10046 | 4 | 36.0232 | 0.82674 | Macro 900 3 sectors |  | 900M_S222@GSM_S111@LTE | Directional (A704516R0v06) | 12 | 16 | RT | YES | 1 site->4 villages(2845/2897/2898/2899) | 26.5 | 198.5 | 284.6 | 2068
Lot n°162_2846 | Lot N°162 | Lot N°162 (18 Localités) | HUAWEI | Huawei | Relizane | Djidiouia | Ouled Aicha | Huawei | 36.0215 | 0.77523 | 584 |  | New | site10050 | 3 | 36.0256 | 0.7611 | Macro 900 3 sectors |  | 900M_S222@GSM_S111@LTE | Directional (A704516R0v06) | 24 | 22 | GF | NO | 1 site->3 villages(2846/2850/2851) | 23.4 | 146.5 | 260.4 | 1352
Lot n°162_2848 | Lot N°162 | Lot N°162 (18 Localités) | HUAWEI | Huawei | Relizane | El Matmar | Douar El Messabhia | Huawei | 35.7154 | 0.44921 | 330 |  | New | site10182 | 2 | 35.7167 | 0.44825 | Macro 900 3 sectors |  | 900M_S222@GSM_S111@LTE | Directional (A704516R0v06) | 9 | 13 | RT | YES | 1 site->2 villages(2848/2849) | 337.3 | 148.4 | 242.9 | 167
Lot n°162_2849 | Lot N°162 | Lot N°162 (18 Localités) | HUAWEI | Huawei | Relizane | El Matmar | El Morsly | Huawei | 35.7208 | 0.44611 | 822 |  | New | site10182 | 2 | 35.7167 | 0.44825 | Macro 900 3 sectors |  | 900M_S222@GSM_S111@LTE | Directional (A704516R0v06) | 9 | 13 | RT | YES | 1 site->2 villages(2848/2849) | 337.3 | 148.4 | 242.9 | 499
Lot n°162_2850 | Lot N°162 | Lot N°162 (18 Localités) | HUAWEI | Huawei | Relizane | Hamri | Zehairia | Huawei | 36.0235 | 0.74576 | 1447 |  | New | site10050 | 3 | 36.0256 | 0.7611 | Macro 900 3 sectors |  | 900M_S222@GSM_S111@LTE | Directional (A704516R0v06) | 24 | 22 | GF | NO | 1 site->3 villages(2846/2850/2851) | 23.4 | 146.5 | 260.4 | 1399
Lot n°162_2851 | Lot N°162 | Lot N°162 (18 Localités) | HUAWEI | Huawei | Relizane | Hamri | Soualmia | Huawei | 36.0213 | 0.76467 | 126 |  | New | site10050 | 3 | 36.0256 | 0.7611 | Macro 900 3 sectors |  | 900M_S222@GSM_S111@LTE | Directional (A704516R0v06) | 24 | 22 | GF | NO | 1 site->3 villages(2846/2850/2851) | 23.4 | 146.5 | 260.4 | 581
Lot n°162_2852 | Lot N°162 | Lot N°162 (18 Localités) | HUAWEI | Huawei | Relizane | Hamri | Douar Ouled Sidi Ahmed | Huawei | 35.996 | 0.75975 | 309 |  | New | site10208 | 4 | 35.9861 | 0.78203 | Macro 900 3 sectors |  | 900M_S222@GSM_S111@LTE | Directional (A704516R0v06) | 30 | 28 | GF | YES | 1 site->4 villages(2837/2843/2844/2852) | 52.9 | 131.3 | 298.6 | 2284
Lot n°162_2853 | Lot N°162 | Lot N°162 (18 Localités) | HUAWEI | Huawei | Relizane | Lahlef | Cite 20 Aout 1956 | Huawei | 35.8946 | 0.95926 | 201 |  | New | site10183 | 1 | 35.8886 | 0.96151 | RuralStar |  | RuralStar 900M_O2@GSM_O1@LTE | OMNI( A70VP1100v06) | 6 | 10 | RT | YES | 1 site->1 villages(2853) | 0 |  |  | 693
Lot n°162_2854 | Lot N°162 | Lot N°162 (18 Localités) | HUAWEI | Huawei | Relizane | Lahlef | Serardja | Huawei | 35.8581 | 0.95362 | 118 |  | New | ql2104 | 1 | 35.8565 | 0.95379 | RuralStar |  | RuralStar 900M_O2@GSM_O1@LTE | OMNI( A70VP1100v06) | 12 | 16 | RT | YES | 1 site->1 villages(2854) | 2.7 | 53.6 | 139.9 | 176
Lot n°163_2855 | Lot N°163 | Lot N°163 (18 Localités) | HUAWEI | Huawei | Relizane | El Guettar | Medadha | Huawei | 36.0805 | 0.79803 | 1034 |  | New | site10187 | 2 | 36.0692 | 0.79194 | Macro 900 3 sectors |  | 900M_S222@GSM_S111@LTE | Directional (A704516R0v06) | 30 | 28 | GF | YES | 1 site->2 villages(2855/2857) | 23.6 | 93.5 | 238.5 | 1366
Lot n°163_2856 | Lot N°163 | Lot N°163 (18 Localités) | HUAWEI | Huawei | Relizane | El Guettar | Hassi Benmekki | Huawei | 36.0636 | 0.86276 | 1020 |  | New | site10186 | 1 | 36.07 | 0.86389 | Macro 2100 3 sectors |  | 2100M_S111@UMTS_S111@LTE | Directional (A264518R0v06) | 18 | 16 | GF | YES | 1 site->1 villages(2856) | 308.1 | 68.1 | 188.1 | 714
Lot n°163_2857 | Lot N°163 | Lot N°163 (18 Localités) | HUAWEI | Huawei | Relizane | El Guettar | Kherarba | Huawei | 36.0692 | 0.79247 | 293 |  | New | site10187 | 2 | 36.0692 | 0.79194 | Macro 900 3 sectors |  | 900M_S222@GSM_S111@LTE | Directional (A704516R0v06) | 30 | 28 | GF | YES | 1 site->2 villages(2855/2857) | 23.6 | 93.5 | 238.5 | 48
Lot n°163_2858 | Lot N°163 | Lot N°163 (18 Localités) | HUAWEI | Huawei | Relizane | El Hamadna | Ouled Abed | Huawei | 35.8587 | 0.7239 | 564 |  | New | site10188 | 1 | 35.8588 | 0.7248 | RuralLink |  | RuralLink 900M_O2@GSM_S111@LTE | Directional (A704515S0v06) | 12 | 16 | RT | YES | 1 site->1 villages(2858) | 19.3 | 139.3 | 259.3 | 83
Lot n°163_2861 | Lot N°163 | Lot N°163 (18 Localités) | HUAWEI | Huawei | Relizane | El Hamadna | El Aouina | Huawei | 35.8794 | 0.7464 | 133 |  | New | Site10015 | 4 | 35.8848 | 0.75277 | Macro 900 3 sectors |  | 900M_S222@GSM_S111@LTE | Directional (A704516R0v06) | 12 | 16 | RT | YES | 1 site->4 villages(2861/2862/2863/2864) | 27.7 | 119.2 | 283 | 828
Lot n°163_2862 | Lot N°163 | Lot N°163 (18 Localités) | HUAWEI | Huawei | Relizane | El Hamadna | El Akarif | Huawei | 35.8854 | 0.7494 | 465 |  | New | Site10015 | 4 | 35.8848 | 0.75277 | Macro 900 3 sectors |  | 900M_S222@GSM_S111@LTE | Directional (A704516R0v06) | 12 | 16 | RT | YES | 1 site->4 villages(2861/2862/2863/2864) | 27.7 | 119.2 | 283 | 312
Lot n°163_2863 | Lot N°163 | Lot N°163 (18 Localités) | HUAWEI | Huawei | Relizane | El Hamadna | Ouled Tayeb | Huawei | 35.8862 | 0.7537 | 381 |  | New | Site10015 | 4 | 35.8848 | 0.75277 | Macro 900 3 sectors |  | 900M_S222@GSM_S111@LTE | Directional (A704516R0v06) | 12 | 16 | RT | YES | 1 site->4 villages(2861/2862/2863/2864) | 27.7 | 119.2 | 283 | 180
Lot n°163_2864 | Lot N°163 | Lot N°163 (18 Localités) | HUAWEI | Huawei | Relizane | El Hamadna | Touama | Huawei | 35.8834 | 0.7558 | 237 |  | New | Site10015 | 4 | 35.8848 | 0.75277 | Macro 900 3 sectors |  | 900M_S222@GSM_S111@LTE | Directional (A704516R0v06) | 12 | 16 | RT | YES | 1 site->4 villages(2861/2862/2863/2864) | 27.7 | 119.2 | 283 | 312
Lot n°163_2868 | Lot N°163 | Lot N°163 (18 Localités) | HUAWEI | Huawei | Relizane | El Hamadna | Mehadnia | Huawei | 35.914 | 0.6912 | 578 |  | New | site10053 | 4 | 35.9115 | 0.6735 | Macro 900 3 sectors |  | 900M_S222@GSM_S111@LTE | Directional (A704516R0v06) | 12 | 16 | RT | YES | 1 site->4 villages(2759/2760/2761/2868) | 80 | 159.8 | 264.3 | 1619
Lot n°163_2869 | Lot N°163 | Lot N°163 (18 Localités) | HUAWEI | Huawei | Relizane | El Ouldja | Ghezazla | Huawei | 35.9075 | 1.1702 | 500 |  | New | yh_2869_rf | 1 | 35.9092 | 1.1717 | RuralLink |  | RuralLink 900M_O2@GSM_S111@LTE | Directional (A704515S0v06) | 6 | 10 | RT | YES | 1 site->1 villages(2869) | 71.4 | 191.4 | 311.4 | 227
Lot n°163_2870 | Lot N°163 | Lot N°163 (18 Localités) | HUAWEI | Huawei | Relizane | El Ouldja | Ouled Hamadi | Huawei | 35.9641 | 1.0884 | 700 |  | New | site10189 | 1 | 35.962 | 1.0882 | Macro 900 3 sectors |  | 900M_S222@GSM_S111@LTE | Directional (A704516R0v06) | 9 | 13 | RT | YES | 1 site->1 villages(2870) | 354 | 40.7 | 197.3 | 239
Lot n°163_2871 | Lot N°163 | Lot N°163 (18 Localités) | HUAWEI | Huawei | Relizane | El Ouldja | Zaâla | Huawei | 35.9415 | 1.2064 | 260 |  | New | site10190 | 1 | 35.9413 | 1.205 | RuralLink |  | RuralLink 900M_O2@GSM_S111@LTE | Directional (A704515S0v06) | 6 | 10 | RT | YES | 1 site->1 villages(2871) | 101.7 | 221.7 | 341.7 | 133
Lot n°163_2872 | Lot N°163 | Lot N°163 (18 Localités) | HUAWEI | Huawei | Relizane | El Ouldja | Sabounet | Huawei | 35.922 | 1.0835 | 120 |  | New | ly163_2872 | 1 | 35.9221 | 1.0834 | RuralStar |  | RuralStar 900M_O2@GSM_O1@LTE | OMNI( A70VP1100v06) | 12 | 16 | RT | YES | 1 site->1 villages(2872) | 0 |  |  | 22
Lot n°164_2873 | Lot N°164 | Lot N°164 (18 Localités) | HUAWEI | Huawei | Relizane | Kalaa | El Azaizia | Huawei | 35.5797 | 0.30121 | 151 |  | New | site10192 | 1 | 35.5792 | 0.30102 | RuralStar |  | RuralStar 900M_O2@GSM_O1@LTE | OMNI( A70VP1100v06) | 6 | 10 | RT | YES | 1 site->1 villages(2873) | 0 |  |  | 56
Lot n°164_2874 | Lot N°164 | Lot N°164 (18 Localités) | HUAWEI | Huawei | Relizane | Kalaa | Beni Hachem | Huawei | 35.574 | 0.36944 | 327 |  | New | Site10004 | 2 | 35.5614 | 0.36096 | Macro 900 3 sectors |  | 900M_S222@GSM_S111@LTE | Directional (A704516R0v06) | 9 | 13 | RT | YES | 1 site->2 villages(2874/2875) | 28.8 | 163 | 297.1 | 1593
Lot n°164_2875 | Lot N°164 | Lot N°164 (18 Localités) | HUAWEI | Huawei | Relizane | Kalaa | El Messarat | Huawei | 35.562 | 0.35947 | 90 |  | New | Site10004 | 2 | 35.5614 | 0.36096 | Macro 900 3 sectors |  | 900M_S222@GSM_S111@LTE | Directional (A704516R0v06) | 9 | 13 | RT | YES | 1 site->2 villages(2874/2875) | 28.8 | 163 | 297.1 | 151
Lot n°164_2876 | Lot N°164 | Lot N°164 (18 Localités) | HUAWEI | Huawei | Relizane | Kalaa | Douaaria | Huawei | 35.6414 | 0.30877 | 791 |  | New | ly164_2876 | 1 | 35.6413 | 0.30945 | Macro 2100 3 sectors |  | 2100M_S111@UMTS_S111@LTE | Directional (A264518R0v06) | 30 | 28 | GF | YES | 1 site->1 villages(2876) | 18.6 | 168.5 | 315.7 | 63
Lot n°164_2877 | Lot N°164 | Lot N°164 (18 Localités) | HUAWEI | Huawei | Relizane | Kalaa | Rouachedia | Huawei | 35.6359 | 0.32613 | 190 |  | New | Site10017 | 3 | 35.6365 | 0.33392 | Macro 900 3 sectors |  | 900M_S222@GSM_S111@LTE | Directional (A704516R0v06) | 6 | 10 | RT | YES | 1 site->3 villages(2877/2878/2887) | 61.2 | 163 | 264.7 | 706
Lot n°164_2878 | Lot N°164 | Lot N°164 (18 Localités) | HUAWEI | Huawei | Relizane | Kalaa | Zenaitia | Huawei | 35.6372 | 0.33547 | 234 |  | New | Site10017 | 3 | 35.6365 | 0.33392 | Macro 900 3 sectors |  | 900M_S222@GSM_S111@LTE | Directional (A704516R0v06) | 6 | 10 | RT | YES | 1 site->3 villages(2877/2878/2887) | 61.2 | 163 | 264.7 | 160
Lot n°164_2879 | Lot N°164 | Lot N°164 (18 Localités) | HUAWEI | Huawei | Relizane | Kalaa | Debba | Huawei | 35.5708 | 0.33373 | 217 |  | New | site10204 | 1 | 35.5698 | 0.33389 | RuralStar |  | RuralStar 900M_O2@GSM_O1@LTE | OMNI( A70VP1100v06) | 6 | 10 | RT | YES | 1 site->1 villages(2879) | 0 |  |  | 113
Lot n°164_2881 | Lot N°164 | Lot N°164 (18 Localités) | HUAWEI | Huawei | Relizane | Kalaa | Semaikia | Huawei | 35.6159 | 0.34388 | 499 |  | New | ly164_2882 | 4 | 35.6092 | 0.33909 | Macro 900 3 sectors |  | 900M_S222@GSM_S111@LTE | Directional (A704516R0v06) | 6 | 10 | RT | YES | 1 site->4 villages(2881/2882/2883/2884) | 30.1 | 138.3 | 246.5 | 863
Lot n°164_2882 | Lot N°164 | Lot N°164 (18 Localités) | HUAWEI | Huawei | Relizane | Kalaa | Bent El Meliani | Huawei | 35.6086 | 0.33743 | 900 |  | New | ly164_2882 | 4 | 35.6092 | 0.33909 | Macro 900 3 sectors |  | 900M_S222@GSM_S111@LTE | Directional (A704516R0v06) | 6 | 10 | RT | YES | 1 site->4 villages(2881/2882/2883/2884) | 30.1 | 138.3 | 246.5 | 164
Lot n°164_2883 | Lot N°164 | Lot N°164 (18 Localités) | HUAWEI | Huawei | Relizane | Kalaa | Douar El Djedid | Huawei | 35.6168 | 0.34835 | 519 |  | New | ly164_2882 | 4 | 35.6092 | 0.33909 | Macro 900 3 sectors |  | 900M_S222@GSM_S111@LTE | Directional (A704516R0v06) | 6 | 10 | RT | YES | 1 site->4 villages(2881/2882/2883/2884) | 30.1 | 138.3 | 246.5 | 1195
Lot n°164_2884 | Lot N°164 | Lot N°164 (18 Localités) | HUAWEI | Huawei | Relizane | Kalaa | Kouadria | Huawei | 35.6036 | 0.33338 | 214 |  | New | ly164_2882 | 4 | 35.6092 | 0.33909 | Macro 900 3 sectors |  | 900M_S222@GSM_S111@LTE | Directional (A704516R0v06) | 6 | 10 | RT | YES | 1 site->4 villages(2881/2882/2883/2884) | 30.1 | 138.3 | 246.5 | 804
Lot n°164_2887 | Lot N°164 | Lot N°164 (18 Localités) | HUAWEI | Huawei | Relizane | Kalaa | Ouled Saâda | Huawei | 35.6314 | 0.32753 | 585 |  | New | Site10017 | 3 | 35.6365 | 0.33392 | Macro 900 3 sectors |  | 900M_S222@GSM_S111@LTE | Directional (A704516R0v06) | 6 | 10 | RT | YES | 1 site->3 villages(2877/2878/2887) | 61.2 | 163 | 264.7 | 807
Lot n°164_2888 | Lot N°164 | Lot N°164 (18 Localités) | HUAWEI | Huawei | Relizane | Kalaa | Kedida | Huawei | 35.5992 | 0.3105 | 300 |  | New | site10048 | 1 | 35.5972 | 0.30203 | RuralLink |  | RuralLink 900M_O2@GSM_S111@LTE | Directional (A704515S0v06) | 12 | 16 | RT | YES | 1 site->1 villages(2888) | 3.5 | 123.5 | 243.5 | 798
Lot n°164_2889 | Lot N°164 | Lot N°164 (18 Localités) | HUAWEI | Huawei | Relizane | Mendès | Ouled El Hadj | Huawei | 35.6611 | 1.0116 | 50 |  | New | site10193 | 1 | 35.6647 | 1.0138 | RuralStar |  | RuralStar 900M_O2@GSM_O1@LTE | OMNI( A70VP1100v06) | 18 | 16 | GF | NO | 1 site->1 villages(2889) | 0 |  |  | 449
Lot n°165_2893 | Lot N°165 | Lot N°165 (18 Localités) | HUAWEI | Huawei | Relizane | Merdja Sidi Abed | El Helaiem | Huawei | 36.0338 | 1.0152 | 867 |  | New | site10203 | 1 | 36.0374 | 1.0156 | Macro 2100 3 sectors |  | 2100M_S111@UMTS_S111@LTE | Directional (A264518R0v06) | 12 | 16 | RT | YES | 1 site->1 villages(2893) | 298.9 | 154.3 | 200.8 | 401
Lot n°165_2894 | Lot N°165 | Lot N°165 (18 Localités) | HUAWEI | Huawei | Relizane | Merdja Sidi Abed | Selatna | Huawei | 35.9822 | 0.97064 | 574 |  | New | site10047 | 2 | 35.9844 | 0.95007 | Macro 900 3 sectors |  | 900M_S222@GSM_S111@LTE | Directional (A704516R0v06) | 24 | 22 | GF | YES | 1 site->2 villages(2781/2894) | 278.4 | 97.5 | 188 | 1867
Lot n°165_2895 | Lot N°165 | Lot N°165 (18 Localités) | HUAWEI | Huawei | Relizane | Ouarizane | Si El Zenati | Huawei | 36.0479 | 0.94097 | 614 |  | New | site10195 | 1 | 36.0476 | 0.93867 | Macro 900 3 sectors |  | 900M_S222@GSM_S111@LTE | Directional (A704516R0v06) | 6 | 10 | RT | YES | 1 site->1 villages(2895) | 12.4 | 81.5 | 178.2 | 209
Lot n°165_2896 | Lot N°165 | Lot N°165 (18 Localités) | HUAWEI | Huawei | Relizane | Ouarizane | Ouled Kheira | Huawei | 36.0597 | 0.8916 | 400 |  | New | site10196 | 1 | 36.0611 | 0.89655 | RuralLink |  | RuralLink 900M_O2@GSM_S111@LTE | Directional (A704515S0v06) | 6 | 10 | RT | YES | 1 site->1 villages(2896) | 42.5 | 162.5 | 282.5 | 473
Lot n°165_2897 | Lot N°165 | Lot N°165 (18 Localités) | HUAWEI | Huawei | Relizane | Ouarizane | Douar El Chouaibia | Huawei | 36.0139 | 0.82286 | 119 |  | New | site10046 | 4 | 36.0232 | 0.82674 | Macro 900 3 sectors |  | 900M_S222@GSM_S111@LTE | Directional (A704516R0v06) | 12 | 16 | RT | YES | 1 site->4 villages(2845/2897/2898/2899) | 26.5 | 198.5 | 284.6 | 1097
Lot n°165_2898 | Lot N°165 | Lot N°165 (18 Localités) | HUAWEI | Huawei | Relizane | Ouarizane | Ahl Abderrahmane | Huawei | 36.0264 | 0.81148 | 361 |  | New | site10046 | 4 | 36.0232 | 0.82674 | Macro 900 3 sectors |  | 900M_S222@GSM_S111@LTE | Directional (A704516R0v06) | 12 | 16 | RT | YES | 1 site->4 villages(2845/2897/2898/2899) | 26.5 | 198.5 | 284.6 | 1418
Lot n°165_2899 | Lot N°165 | Lot N°165 (18 Localités) | HUAWEI | Huawei | Relizane | Ouarizane | Bekhaitia | Huawei | 36.0321 | 0.83222 | 563 |  | New | site10046 | 4 | 36.0232 | 0.82674 | Macro 900 3 sectors |  | 900M_S222@GSM_S111@LTE | Directional (A704516R0v06) | 12 | 16 | RT | YES | 1 site->4 villages(2845/2897/2898/2899) | 26.5 | 198.5 | 284.6 | 1106
Lot n°165_2900 | Lot N°165 | Lot N°165 (18 Localités) | HUAWEI | Huawei | Relizane | Zemmoura | El Abada | Huawei | 35.7292 | 0.90254 | 114 |  | New | site10197 | 1 | 35.7223 | 0.90812 | RuralStar |  | RuralStar 900M_O2@GSM_O1@LTE | OMNI( A70VP1100v06) | 6 | 10 | RT | YES | 1 site->1 villages(2900) | 0 |  |  | 916
Lot n°165_2901 | Lot N°165 | Lot N°165 (18 Localités) | HUAWEI | Huawei | Relizane | Zemmoura | Bekhairia | Huawei | 35.7717 | 0.85166 | 141 |  | New | yh_2902_rf | 2 | 35.7853 | 0.84869 | Macro 900 3 sectors |  | 900M_S222@GSM_S111@LTE | Directional (A704516R0v06) | 24 | 22 | GF | YES | 1 site->2 villages(2901/2902) | 339.9 | 74.9 | 169.9 | 1533
Lot n°165_2902 | Lot N°165 | Lot N°165 (18 Localités) | HUAWEI | Huawei | Relizane | Zemmoura | El Khodam | Huawei | 35.7999 | 0.84208 | 112 |  | New | yh_2902_rf | 2 | 35.7853 | 0.84869 | Macro 900 3 sectors |  | 900M_S222@GSM_S111@LTE | Directional (A704516R0v06) | 24 | 22 | GF | YES | 1 site->2 villages(2901/2902) | 339.9 | 74.9 | 169.9 | 1731
Lot n°165_2903 | Lot N°165 | Lot N°165 (18 Localités) | HUAWEI | Huawei | Relizane | Zemmoura | El Messabhia | Huawei | 35.7283 | 0.69472 | 775 |  | New | yh_2903_rf | 2 | 35.7411 | 0.70871 | Macro 900 3 sectors |  | 900M_S222@GSM_S111@LTE | Directional (A704516R0v06) | 30 | 28 | GF | YES | 1 site->2 villages(2903/2908) | 323.5 | 65.3 | 221.6 | 1901
Lot n°165_2905 | Lot N°165 | Lot N°165 (18 Localités) | HUAWEI | Huawei | Relizane | Zemmoura | Heraizia | Huawei | 35.7814 | 0.70648 | 470 |  | New | ql1236 | 1 | 35.7827 | 0.70658 | RuralLink |  | RuralLink 900M_O2@GSM_S111@LTE | Directional (A704515S0v06) | 12 | 16 | RT | YES | 1 site->1 villages(2905) | 217.4 | 138.6 | 264.3 | 146
Lot n°165_2906 | Lot N°165 | Lot N°165 (18 Localités) | HUAWEI | Huawei | Relizane | Zemmoura | Abadlia | Huawei | 35.7465 | 0.78267 | 210 |  | New | ql04 | 1 | 35.7429 | 0.78265 | RuralStar |  | RuralStar 900M_O2@GSM_O1@LTE | OMNI( A70VP1100v06) | 12 | 16 | RT | YES | 1 site->1 villages(2906) | 0 |  |  | 402
Lot n°165_2908 | Lot N°165 | Lot N°165 (18 Localités) | HUAWEI | Huawei | Relizane | Zemmoura | Ayayda | Huawei | 35.7489 | 0.72978 | 475 |  | New | yh_2903_rf | 2 | 35.7411 | 0.70871 | Macro 900 3 sectors |  | 900M_S222@GSM_S111@LTE | Directional (A704516R0v06) | 30 | 28 | GF | YES | 1 site->2 villages(2903/2908) | 323.5 | 65.3 | 221.6 | 2092
Lot n°25_0427 | Lot N°25 | Lot N°25 (16 Localités) | HUAWEI | Huawei | Béjaïa | Boudjellil | Tigrine | Djezzy | 36.329 | 4.4367 | 1648 |  | New | lc_site3 | 1 | 36.3264 | 4.4336 | Macro 2100 3 sectors |  | 2100M_S111@UMTS_S111@LTE | Directional (A264518R0v06) | 12 | 16 | RT | YES | 1 site->1 villages(0427) | 16 | 80.3 | 329.2 | 401
Lot n°25_0428 | Lot N°25 | Lot N°25 (16 Localités) | HUAWEI | Huawei | Béjaïa | Adekar | Takarma | Djezzy | 36.6873 | 4.6578 | 250 |  | New | lc_site4 | 1 | 36.6844 | 4.6577 | RuralLink |  | RuralLink 900M_O2@GSM_S111@LTE | Directional (A704515S0v06) | 12 | 16 | RT | YES | 1 site->1 villages(0428) | 15.8 | 135.8 | 255.8 | 324
Lot n°25_0429 | Lot N°25 | Lot N°25 (16 Localités) | HUAWEI | Huawei | Béjaïa | Ait Smail | Tizi Lakhmiss | Djezzy | 36.5499 | 5.1815 | 86 |  | New | lc_site5 | 1 | 36.5462 | 5.183 | RuralStar |  | RuralStar 900M_O2@GSM_O1@LTE | OMNI( A70VP1100v06) | 12 | 16 | RT | YES | 1 site->1 villages(0429) | 0 |  |  | 430
Lot n°25_0430 | Lot N°25 | Lot N°25 (16 Localités) | HUAWEI | Huawei | Béjaïa | Amizour | Amayaz | Djezzy | 36.6551 | 4.9368 | 135 |  | New | yh_0432_0430_rf | 2 | 36.6599 | 4.9312 | Macro 900 3 sectors |  | 900M_S222@GSM_S111@LTE | Directional (A704516R0v06) | 15 | 19 | RT | YES | 1 site->2 villages(0430/0432) | 8.3 | 128.3 | 248.3 | 739
Lot n°25_0431 | Lot N°25 | Lot N°25 (16 Localités) | HUAWEI | Huawei | Béjaïa | Amizour | Boulezazen | Djezzy | 36.623 | 5.0206 | 200 |  | New | lc_site1 | 2 | 36.6225 | 5.02 | Macro 900 3 sectors |  | 900M_S222@GSM_S111@LTE | Directional (A704516R0v06) | 12 | 16 | RT | YES | 1 site->2 villages(0431/0433) | 42.2 | 176.6 | 289.4 | 70
Lot n°25_0432 | Lot N°25 | Lot N°25 (16 Localités) | HUAWEI | Huawei | Béjaïa | Amizour | Iherkane | Djezzy | 36.658 | 4.9343 | 95 |  | New | yh_0432_0430_rf | 2 | 36.6599 | 4.9312 | Macro 900 3 sectors |  | 900M_S222@GSM_S111@LTE | Directional (A704516R0v06) | 15 | 19 | RT | YES | 1 site->2 villages(0430/0432) | 8.3 | 128.3 | 248.3 | 358
Lot n°25_0433 | Lot N°25 | Lot N°25 (16 Localités) | HUAWEI | Huawei | Béjaïa | Amizour | Salha | Djezzy | 36.6126 | 5.0208 | 85 |  | New | lc_site1 | 2 | 36.6225 | 5.02 | Macro 900 3 sectors |  | 900M_S222@GSM_S111@LTE | Directional (A704516R0v06) | 12 | 16 | RT | YES | 1 site->2 villages(0431/0433) | 42.2 | 176.6 | 289.4 | 1098
Lot n°25_0434 | Lot N°25 | Lot N°25 (16 Localités) | HUAWEI | Huawei | Béjaïa | Béjaïa | Amtik N’Tafat | Djezzy | 36.7674 | 4.9646 | 551 |  | New | lc_site8 | 1 | 36.7677 | 4.963 | RuralLink |  | RuralLink 900M_O2@GSM_S111@LTE | Directional (A704515S0v06) | 12 | 16 | RT | YES | 1 site->1 villages(0434) | 31.3 | 151.3 | 271.3 | 146
Lot n°25_0435 | Lot N°25 | Lot N°25 (16 Localités) | HUAWEI | Huawei | Béjaïa | Béni Ksila | Taguelmimt | Djezzy | 36.8688 | 4.7837 | 109 |  | New | lc_site9 | 1 | 36.8676 | 4.7844 | RuralStar |  | RuralStar 900M_O2@GSM_O1@LTE | OMNI( A70VP1100v06) | 12 | 16 | RT | YES | 1 site->1 villages(0435) | 0 |  |  | 149
Lot n°25_0436 | Lot N°25 | Lot N°25 (16 Localités) | HUAWEI | Huawei | Béjaïa | Béni Ksila | Aguemoun Mehiou | Djezzy | 36.7916 | 4.7104 | 51 |  | New | lc_site10 | 1 | 36.7892 | 4.7107 | RuralStar |  | RuralStar 900M_O2@GSM_O1@LTE | OMNI( A70VP1100v06) | 12 | 16 | RT | YES | 1 site->1 villages(0436) | 0 |  |  | 265
Lot n°26_0443 | Lot N°26 | Lot N°26 (15 Localités) | HUAWEI | Huawei | Béjaïa | Bouhamza | Tudert | Djezzy | 36.4399 | 4.6097 | 325 |  | New | lc_site17 | 1 | 36.4401 | 4.6101 | RuralLink |  | RuralLink 900M_O2@GSM_S111@LTE | Directional (A704515S0v06) | 12 | 16 | RT | YES | 1 site->1 villages(0443) | 15.6 | 135.6 | 255.6 | 49
Lot n°26_0444 | Lot N°26 | Lot N°26 (15 Localités) | HUAWEI | Huawei | Béjaïa | Bouhamza | Ait Brahem | Djezzy | 36.4184 | 4.5902 | 130 |  | New | yh_0444_rf | 1 | 36.4154 | 4.5925 | RuralStar |  | RuralStar 900M_O2@GSM_O1@LTE | OMNI( A70VP1100v06) | 12 | 16 | RT | YES | 1 site->1 villages(0444) | 0 |  |  | 392
Lot n°26_0445 | Lot N°26 | Lot N°26 (15 Localités) | HUAWEI | Huawei | Béjaïa | Bouhamza | Tizi Wizrou | Djezzy | 36.4218 | 4.5775 | 200 |  | New | yh_0445_rf | 1 | 36.4211 | 4.5762 | RuralStar |  | RuralStar 900M_O2@GSM_O1@LTE | OMNI( A70VP1100v06) | 12 | 16 | RT | YES | 1 site->1 villages(0445) | 0 |  |  | 138
Lot n°26_0446 | Lot N°26 | Lot N°26 (15 Localités) | HUAWEI | Huawei | Béjaïa | El Kseur | Ibuhatmen | Djezzy | 36.7575 | 4.7923 | 71 |  | New | yh_0446_rf | 1 | 36.7505 | 4.7914 | RuralStar |  | RuralStar 900M_O2@GSM_O1@LTE | OMNI( A70VP1100v06) | 12 | 16 | RT | YES | 1 site->1 villages(0446) | 0 |  |  | 784
Lot n°26_0447 | Lot N°26 | Lot N°26 (15 Localités) | HUAWEI | Huawei | Béjaïa | El Kseur | Ichekfiwen | Djezzy | 36.7625 | 4.7811 | 129 |  | New | yh_0447_rf | 1 | 36.7619 | 4.7824 | RuralStar |  | RuralStar 900M_O2@GSM_O1@LTE | OMNI( A70VP1100v06) | 12 | 16 | RT | YES | 1 site->1 villages(0447) | 0 |  |  | 134
Lot n°26_0448 | Lot N°26 | Lot N°26 (15 Localités) | HUAWEI | Huawei | Béjaïa | Ferraoun | Timsiline | Djezzy | 36.5958 | 4.8751 | 250 |  | New | lc_site22 | 1 | 36.5966 | 4.8817 | RuralLink |  | RuralLink 900M_O2@GSM_S111@LTE | Directional (A704515S0v06) | 12 | 16 | RT | YES | 1 site->1 villages(0448) | 4.9 | 124.9 | 244.9 | 598
Lot n°26_0450 | Lot N°26 | Lot N°26 (15 Localités) | HUAWEI | Huawei | Béjaïa | Ighil Ali | Bouni | Djezzy | 36.26 | 4.5643 | 500 |  | New | lc_site24 | 1 | 36.26 | 4.5645 | RuralLink |  | RuralLink 900M_O2@GSM_S111@LTE | Directional (A704515S0v06) | 12 | 16 | RT | YES | 1 site->1 villages(0450) | 98.4 | 218.4 | 338.4 | 13
Lot n°26_0451 | Lot N°26 | Lot N°26 (15 Localités) | HUAWEI | Huawei | Béjaïa | Ighram | Tighit Makhlouf | Djezzy | 36.4775 | 4.4625 | 650 |  | New | lc_site25 | 2 | 36.4786 | 4.4657 | Macro 900 3 sectors |  | 900M_S222@GSM_S111@LTE | Directional (A704516R0v06) | 12 | 16 | RT | YES | 1 site->2 villages(0451/0452) | 12.6 | 138.1 | 247 | 313
Lot n°26_0452 | Lot N°26 | Lot N°26 (15 Localités) | HUAWEI | Huawei | Béjaïa | Ighram | Amoura | Djezzy | 36.477 | 4.4674 | 230 |  | New | lc_site25 | 2 | 36.4786 | 4.4657 | Macro 900 3 sectors |  | 900M_S222@GSM_S111@LTE | Directional (A704516R0v06) | 12 | 16 | RT | YES | 1 site->2 villages(0451/0452) | 12.6 | 138.1 | 247 | 229
Lot n°26_0453 | Lot N°26 | Lot N°26 (15 Localités) | HUAWEI | Huawei | Béjaïa | Mcisna | Ighil Oumloulene | Djezzy | 36.5451 | 4.7543 | 398 |  | New | lc_site27 | 1 | 36.5448 | 4.7537 | RuralLink |  | RuralLink 900M_O2@GSM_S111@LTE | Directional (A704515S0v06) | 12 | 16 | RT | YES | 1 site->1 villages(0453) | 94 | 214 | 334 | 65
Lot n°26_0455 | Lot N°26 | Lot N°26 (15 Localités) | HUAWEI | Huawei | Béjaïa | Melbou | Tarikt | Djezzy | 36.6096 | 5.3648 | 533 |  | New | lc_site28 | 1 | 36.6099 | 5.3641 | RuralLink |  | RuralLink 900M_O2@GSM_S111@LTE | Directional (A704515S0v06) | 12 | 16 | RT | YES | 1 site->1 villages(0455) | 35 | 155 | 275 | 72
Lot n°26_0456 | Lot N°26 | Lot N°26 (15 Localités) | HUAWEI | Huawei | Béjaïa | Tamokra | Taourirt | Djezzy | 36.3962 | 4.7144 | 285 |  | New | lc_site30 | 2 | 36.3941 | 4.7105 | Macro 900 3 sectors |  | 900M_S222@GSM_S111@LTE | Directional (A704516R0v06) | 30 | 28 | GF | YES | 1 site->2 villages(0456/0457) | 55.9 | 177.6 | 299.4 | 424
Lot n°26_0457 | Lot N°26 | Lot N°26 (15 Localités) | HUAWEI | Huawei | Béjaïa | Tamokra | Tiziaidel | Djezzy | 36.4002 | 4.6971 | 350 |  | New | lc_site30 | 2 | 36.3941 | 4.7105 | Macro 900 3 sectors |  | 900M_S222@GSM_S111@LTE | Directional (A704516R0v06) | 30 | 28 | GF | YES | 1 site->2 villages(0456/0457) | 55.9 | 177.6 | 299.4 | 1377
Lot n°29_0486 | Lot N°29 | Lot N°29 (19 Localités) | HUAWEI | Huawei | Blida | Aïn Romana | Hai El N'haoua Ouest | Huawei | 36.4017 | 2.6328 | 1400 |  | New | lyh_R4_900392_P1400 | 1 | 36.4002 | 2.6335 | Macro 2100 3 sectors |  | 2100M_S111@UMTS_S111@LTE | Directional (A264518R0v06) | 12 | 16 | RT | YES | 1 site->1 villages(0486) | 315.3 | 52.6 | 260.8 | 177
Lot n°29_0501 | Lot N°29 | Lot N°29 (19 Localités) | HUAWEI | Huawei | Blida | Djebabra | Hai El Amarchia | Huawei | 36.5705 | 3.2367 | 1200 |  | New | ql24 | 1 | 36.5723 | 3.2409 | Macro 2100 3 sectors |  | 2100M_S111@UMTS_S111@LTE | Directional (A264518R0v06) | 12 | 16 | RT | YES | 1 site->1 villages(0501) | 174.1 | 42.9 | 339.5 | 430
Lot n°29_0502 | Lot N°29 | Lot N°29 (19 Localités) | HUAWEI | Huawei | Blida | El Affroun | Boutagua | Huawei | 36.5031 | 2.6296 | 1000 |  | New | ql31 | 2 | 36.5145 | 2.6117 | Macro 900 3 sectors |  | 900M_S222@GSM_S111@LTE | Directional (A704516R0v06) | 30 | 28 | GF | YES | 1 site->2 villages(2485/0502) | 38.1 | 128.6 | 307.6 | 2042
Lot n°29_0504 | Lot N°29 | Lot N°29 (19 Localités) | HUAWEI | Huawei | Blida | Hammam Melouane | Zone Bousardina | Huawei | 36.4776 | 3.023 | 1000 |  | New | yh_0504_rf | 1 | 36.4796 | 3.0241 | Macro 2100 3 sectors |  | 2100M_S111@UMTS_S111@LTE | Directional (A264518R0v06) | 30 | 28 | GF | YES | 1 site->1 villages(0504) | 75 | 182.6 | 234.3 | 251
Lot n°30_0505 | Lot N°30 | Lot N°30 (19 Localités) | HUAWEI | Huawei | Blida | Bouinan | Tizaghouine | Huawei | 36.5074 | 3.0516 | 230 |  | New | lyh30_0505 | 1 | 36.5123 | 3.052 | RuralStar |  | RuralStar 900M_O2@GSM_O1@LTE | OMNI( A70VP1100v06) | 24 | 22 | GF | YES | 1 site->1 villages(0505) | 0 |  |  | 543
Lot n°30_0506 | Lot N°30 | Lot N°30 (19 Localités) | HUAWEI | Huawei | Blida | Bouinan | Bouhmar | Huawei | 36.4891 | 3.0257 | 120 |  | New | yh_0506_gf | 1 | 36.4912 | 3.0235 | RuralStar |  | RuralStar 900M_O2@GSM_O1@LTE | OMNI( A70VP1100v06) | 30 | 28 | GF | YES | 1 site->1 villages(0506) | 0 |  |  | 303
Lot n°30_0508 | Lot N°30 | Lot N°30 (19 Localités) | HUAWEI | Huawei | Blida | Chebli | Domaine Halzoum Ahmed | Huawei | 36.5607 | 3.0382 | 360 |  | New | ly_30_0508 | 3 | 36.5606 | 3.038 | Macro 900 3 sectors |  | 900M_S222@GSM_S111@LTE | Directional (A704516R0v06) | 12 | 16 | RT | YES | 1 site->3 villages(0508/0509/0510) | 72.4 | 138.7 | 285.5 | 15
Lot n°30_0509 | Lot N°30 | Lot N°30 (19 Localités) | HUAWEI | Huawei | Blida | Chebli | Haouch Kalimontra | Huawei | 36.5551 | 3.0441 | 220 |  | New | ly_30_0508 | 3 | 36.5606 | 3.038 | Macro 900 3 sectors |  | 900M_S222@GSM_S111@LTE | Directional (A704516R0v06) | 12 | 16 | RT | YES | 1 site->3 villages(0508/0509/0510) | 72.4 | 138.7 | 285.5 | 813
Lot n°30_0510 | Lot N°30 | Lot N°30 (19 Localités) | HUAWEI | Huawei | Blida | Chebli | Haouch Sigots | Huawei | 36.5673 | 3.0437 | 655 |  | New | ly_30_0508 | 3 | 36.5606 | 3.038 | Macro 900 3 sectors |  | 900M_S222@GSM_S111@LTE | Directional (A704516R0v06) | 12 | 16 | RT | YES | 1 site->3 villages(0508/0509/0510) | 72.4 | 138.7 | 285.5 | 900
Lot n°30_0511 | Lot N°30 | Lot N°30 (19 Localités) | HUAWEI | Huawei | Blida | Chebli | Haouch Bastien | Huawei | 36.5888 | 3.0195 | 140 |  | New | ql27 | 2 | 36.5986 | 3.0277 | Macro 900 3 sectors |  | 900M_S222@GSM_S111@LTE | Directional (A704516R0v06) | 24 | 22 | GF | YES | 1 site->2 villages(0511/0515) | 15.6 | 114.7 | 213.8 | 1306
Lot n°30_0515 | Lot N°30 | Lot N°30 (19 Localités) | HUAWEI | Huawei | Blida | Chebli | Haouch Dibiny | Huawei | 36.599 | 3.0278 | 155 |  | New | ql27 | 2 | 36.5986 | 3.0277 | Macro 900 3 sectors |  | 900M_S222@GSM_S111@LTE | Directional (A704516R0v06) | 24 | 22 | GF | YES | 1 site->2 villages(0511/0515) | 15.6 | 114.7 | 213.8 | 49
Lot n°31_0524 | Lot N°31 | Lot N°31(20 Localités) | HUAWEI | Nokia | Bouira | Ahl El Ksar | Melaoua | Djezzy | 36.2659 | 4.0769 | 425 |  | New | yh_0524_rf | 1 | 36.2639 | 4.0854 | RuralLink |  | RuralLink 900M_O2@GSM_S111@LTE | Directional (A704515S0v06) | 30 | 28 | GF | YES | 1 site->1 villages(0524) | 39.9 | 159.9 | 279.9 | 789
Lot n°31_0525 | Lot N°31 | Lot N°31(20 Localités) | HUAWEI | Nokia | Bouira | Ahl El Ksar | Village Iherkane | Djezzy | 36.2627 | 4.0029 | 291 |  | New | yh_0525_rf | 1 | 36.2585 | 3.997 | RuralLink |  | RuralLink 900M_O2@GSM_S111@LTE | Directional (A704515S0v06) | 12 | 16 | RT | YES | 1 site->1 villages(0525) | 36.2 | 156.2 | 276.2 | 705
Lot n°31_0526 | Lot N°31 | Lot N°31(20 Localités) | HUAWEI | Nokia | Bouira | Ahl El Ksar | Village Tiliouat | Djezzy | 36.2346 | 4.0226 | 860 |  | New | site3015 | 3 | 36.2347 | 4.0117 | Macro 900 3 sectors |  | 900M_S222@GSM_S111@LTE | Directional (A704516R0v06) | 9 | 13 | RT | YES | 1 site->3 villages(0526/0527/0528) | 268 | 90.3 | 209.8 | 978
Lot n°31_0527 | Lot N°31 | Lot N°31(20 Localités) | HUAWEI | Nokia | Bouira | Ahl El Ksar | Village Tizi N’smail | Djezzy | 36.2342 | 4.0114 | 304 |  | New | site3015 | 3 | 36.2347 | 4.0117 | Macro 900 3 sectors |  | 900M_S222@GSM_S111@LTE | Directional (A704516R0v06) | 9 | 13 | RT | YES | 1 site->3 villages(0526/0527/0528) | 268 | 90.3 | 209.8 | 63
Lot n°31_0528 | Lot N°31 | Lot N°31(20 Localités) | HUAWEI | Nokia | Bouira | Ahl El Ksar | Village Talamine | Djezzy | 36.2343 | 3.9987 | 431 |  | New | site3015 | 3 | 36.2347 | 4.0117 | Macro 900 3 sectors |  | 900M_S222@GSM_S111@LTE | Directional (A704516R0v06) | 9 | 13 | RT | YES | 1 site->3 villages(0526/0527/0528) | 268 | 90.3 | 209.8 | 1171
Lot n°31_0529 | Lot N°31 | Lot N°31(20 Localités) | HUAWEI | Nokia | Bouira | Aïn El Hadjar | Ouled M'hia | Djezzy | 36.2976 | 3.8217 | 650 |  | New | yh_0529_rf | 1 | 36.2995 | 3.819 | Macro 900 3 sectors |  | 900M_S222@GSM_S111@LTE | Directional (A704516R0v06) | 12 | 16 | RT | YES | 1 site->1 villages(0529) | 126.1 | 198.7 | 67.5 | 322
Lot n°31_0531 | Lot N°31 | Lot N°31(20 Localités) | HUAWEI | Nokia | Bouira | Aïn El Hadjar | EL Rouiba | Djezzy | 36.3669 | 3.8121 | 830 |  | New | yh_0531_gf - No Grid | 1 | 36.3653 | 3.8158 | Macro 2100 3 sectors |  | 2100M_S111@UMTS_S111@LTE | Directional (A264518R0v06) | 30 | 28 | GF | NO | 1 site->1 villages(0531) | 291.1 | 146.6 | 231.6 | 372
Lot n°31_0533 | Lot N°31 | Lot N°31(20 Localités) | HUAWEI | Nokia | Bouira | Aïn Laloui | Hadjar Marhoun Bouzid | Djezzy | 36.3402 | 3.734 | 250 |  | New | ql38 | 1 | 36.3403 | 3.7331 | RuralLink |  | RuralLink 900M_O2@GSM_S111@LTE | Directional (A704515S0v06) | 12 | 16 | RT | YES | 1 site->1 villages(0533) | 61.7 | 181.7 | 301.7 | 82
Lot n°31_0534 | Lot N°31 | Lot N°31(20 Localités) | HUAWEI | Nokia | Bouira | Aïn Laloui | Zone Ouled Ammar | Djezzy | 36.2902 | 3.7338 | 250 |  | New | lyh_53444 | 1 | 36.2936 | 3.7332 | RuralLink |  | RuralLink 900M_O2@GSM_S111@LTE | Directional (A704515S0v06) | 9 | 13 | RT | YES | 1 site->1 villages(0534) | 65.3 | 185.3 | 305.3 | 385
Lot n°31_0536 | Lot N°31 | Lot N°31(20 Localités) | HUAWEI | Nokia | Bouira | Bouira | Ouled Kfifa | Djezzy | 36.3333 | 3.863 | 250 |  | New | yh_0536_rf | 1 | 36.3333 | 3.8606 | RuralLink |  | RuralLink 900M_O2@GSM_S111@LTE | Directional (A704515S0v06) | 12 | 16 | RT | YES | 1 site->1 villages(0536) | 69.3 | 189.3 | 309.3 | 221
Lot n°31_0537 | Lot N°31 | Lot N°31(20 Localités) | HUAWEI | Nokia | Bouira | Bouira | Cheraga | Djezzy | 36.3117 | 3.8601 | 400 |  | New | lyhR4_902355_P250 | 1 | 36.312 | 3.8619 | RuralLink |  | RuralLink 900M_O2@GSM_S111@LTE | Directional (A704515S0v06) | 12 | 16 | RT | YES | 1 site->1 villages(0537) | 50.6 | 170.6 | 290.6 | 163
Lot n°31_0538 | Lot N°31 | Lot N°31(20 Localités) | HUAWEI | Nokia | Bouira | Haïzer | Ain Alouane | Djezzy | 36.4305 | 4.0761 | 290 |  | New | Site3022 | 1 | 36.4315 | 4.0759 | RuralLink |  | RuralLink 900M_O2@GSM_S111@LTE | Directional (A704515S0v06) | 6 | 10 | RT | YES | 1 site->1 villages(0538) | 54.5 | 174.5 | 294.5 | 113
Lot n°31_0539 | Lot N°31 | Lot N°31(20 Localités) | HUAWEI | Nokia | Bouira | Haïzer | Izemouren | Djezzy | 36.4268 | 4.0109 | 120 |  | New | yh_0539_rf | 1 | 36.4277 | 4.011 | RuralStar |  | RuralStar 900M_O2@GSM_O1@LTE | OMNI( A70VP1100v06) | 12 | 16 | RT | YES | 1 site->1 villages(0539) | 0 |  |  | 99
Lot n°31_0541 | Lot N°31 | Lot N°31(20 Localités) | HUAWEI | Nokia | Bouira | Oued El Berdi | Ouled Maakaci | Djezzy | 36.2997 | 3.9431 | 553 |  | New | site3018 | 1 | 36.2994 | 3.944 | RuralLink |  | RuralLink 900M_O2@GSM_S111@LTE | Directional (A704515S0v06) | 12 | 16 | RT | YES | 1 site->1 villages(0541) | 109.3 | 229.3 | 349.3 | 91
Lot n°31_0542 | Lot N°31 | Lot N°31(20 Localités) | HUAWEI | Nokia | Bouira | Oued El Berdi | El Massoudia | Djezzy | 36.2307 | 3.9104 | 850 |  | New | yh_0542_gf - No Village & No Grid | 1 | 36.2282 | 3.9081 | Macro 2100 3 sectors |  | 2100M_S111@UMTS_S111@LTE | Directional (A264518R0v06) | 30 | 28 | GF | NO | 1 site->1 villages(0542) | 36.8 | 156.8 | 276.8 | 351
Lot n°32_0544 | Lot N°32 | Lot N°32(20 Localités) | HUAWEI | Nokia | Bouira | Dechmia | Zaaroura | Djezzy | 36.1046 | 3.5527 | 150 |  | New | yh_0544_rf | 1 | 36.102 | 3.5583 | RuralStar |  | RuralStar 900M_O2@GSM_O1@LTE | OMNI( A70VP1100v06) | 12 | 16 | RT | YES | 1 site->1 villages(0544) | 0 |  |  | 579
Lot n°32_0545 | Lot N°32 | Lot N°32(20 Localités) | HUAWEI | Nokia | Bouira | Dechmia | El Guettar | Djezzy | 36.1243 | 3.5137 | 350 |  | New | lyhR4_902299_P350 | 2 | 36.1282 | 3.5248 | Macro 900 3 sectors |  | 900M_S222@GSM_S111@LTE | Directional (A704516R0v06) | 24 | 22 | GF | YES | 1 site->2 villages(0545/0551) | 338.7 | 112.8 | 246.9 | 1093
Lot n°32_0546 | Lot N°32 | Lot N°32(20 Localités) | HUAWEI | Nokia | Bouira | Dechmia | Ouled Feltane | Djezzy | 36.0948 | 3.5436 | 550 |  | New | lyhR4_900413_P1180 | 1 | 36.091 | 3.5425 | RuralLink |  | RuralLink 900M_O2@GSM_S111@LTE | Directional (A704515S0v06) | 12 | 16 | RT | YES | 1 site->1 villages(0546) | 83.7 | 203.7 | 323.7 | 433
Lot n°32_0547 | Lot N°32 | Lot N°32(20 Localités) | HUAWEI | Nokia | Bouira | Dechmia | Ouled Ykhlef | Djezzy | 36.1818 | 3.6368 | 350 |  | New | yh_0547_rf | 1 | 36.1876 | 3.6439 | RuralLink |  | RuralLink 900M_O2@GSM_S111@LTE | Directional (A704515S0v06) | 12 | 16 | RT | YES | 1 site->1 villages(0547) | 16.1 | 136.1 | 256.1 | 907
Lot n°32_0548 | Lot N°32 | Lot N°32(20 Localités) | HUAWEI | Nokia | Bouira | Dechmia | El Hieb | Djezzy | 36.1395 | 3.5514 | 250 |  | New | ql25 | 1 | 36.1381 | 3.5518 | RuralLink |  | RuralLink 900M_O2@GSM_S111@LTE | Directional (A704515S0v06) | 12 | 16 | RT | YES | 1 site->1 villages(0548) | 100.2 | 220.2 | 340.2 | 165
Lot n°32_0549 | Lot N°32 | Lot N°32(20 Localités) | HUAWEI | Nokia | Bouira | Dechmia | EL Mardja Touila | Djezzy | 36.1437 | 3.6111 | 450 |  | New | yh_0549_rf | 1 | 36.1455 | 3.6111 | RuralLink |  | RuralLink 900M_O2@GSM_S111@LTE | Directional (A704515S0v06) | 12 | 16 | RT | YES | 1 site->1 villages(0549) | 57.7 | 177.7 | 297.7 | 203
Lot n°32_0550 | Lot N°32 | Lot N°32(20 Localités) | HUAWEI | Nokia | Bouira | Dechmia | Magrounette | Djezzy | 36.1577 | 3.6013 | 450 |  | New | yh_0550_rf | 1 | 36.1565 | 3.5969 | RuralLink |  | RuralLink 900M_O2@GSM_S111@LTE | Directional (A704515S0v06) | 12 | 16 | RT | YES | 1 site->1 villages(0550) | 27.5 | 147.5 | 267.5 | 418
Lot n°32_0551 | Lot N°32 | Lot N°32(20 Localités) | HUAWEI | Nokia | Bouira | Dechmia | Bougaoudene Besbaa | Djezzy | 36.1398 | 3.5192 | 400 |  | New | lyhR4_902299_P350 | 2 | 36.1282 | 3.5248 | Macro 900 3 sectors |  | 900M_S222@GSM_S111@LTE | Directional (A704516R0v06) | 24 | 22 | GF | YES | 1 site->2 villages(0545/0551) | 338.7 | 112.8 | 246.9 | 1384
Lot n°32_0552 | Lot N°32 | Lot N°32(20 Localités) | HUAWEI | Nokia | Bouira | Dechmia | Draa Labiadh | Djezzy | 36.1085 | 3.6102 | 400 |  | New | yh_0552_rf | 1 | 36.1056 | 3.6069 | RuralLink |  | RuralLink 900M_O2@GSM_S111@LTE | Directional (A704515S0v06) | 12 | 16 | RT | YES | 1 site->1 villages(0552) | 112 | 232 | 352 | 442
Lot n°32_0553 | Lot N°32 | Lot N°32(20 Localités) | HUAWEI | Nokia | Bouira | Hadjera Zerga | Village Zaouia Belamouri | Djezzy | 35.9184 | 3.7729 | 530 |  | New | lyhR4_900418_P880 | 2 | 35.9175 | 3.7723 | Macro 900 3 sectors |  | 900M_S222@GSM_S111@LTE | Directional (A704516R0v06) | 24 | 22 | GF | YES | 1 site->2 villages(0553/0555) | 174.9 | 281.1 | 27.3 | 114
Lot n°32_0554 | Lot N°32 | Lot N°32(20 Localités) | HUAWEI | Nokia | Bouira | Hadjera Zerga | Dhrabnia | Djezzy | 35.8979 | 3.8117 | 500 |  | New | yh_0554_0561_0559_gf - 0561 & 0559 Same GPS | 1 | 35.8981 | 3.8123 | RuralLink |  | RuralLink 900M_O2@GSM_S111@LTE | Directional (A704515S0v06) | 30 | 28 | GF | YES | 1 site->1 villages(0554) | 8 | 128 | 248 | 61
Lot n°32_0555 | Lot N°32 | Lot N°32(20 Localités) | HUAWEI | Nokia | Bouira | Hadjera Zerga | Village EL Rfissa | Djezzy | 35.9003 | 3.7742 | 1277 |  | New | lyhR4_900418_P880 | 2 | 35.9175 | 3.7723 | Macro 900 3 sectors |  | 900M_S222@GSM_S111@LTE | Directional (A704516R0v06) | 24 | 22 | GF | YES | 1 site->2 villages(0553/0555) | 174.9 | 281.1 | 27.3 | 1923
Lot n°32_0556 | Lot N°32 | Lot N°32(20 Localités) | HUAWEI | Nokia | Bouira | Hadjera Zerga | Ouled Makhlouf | Djezzy | 35.9624 | 3.8702 | 235 |  | New | yh_0556_rf | 1 | 35.9629 | 3.8703 | RuralStar |  | RuralStar 900M_O2@GSM_O1@LTE | OMNI( A70VP1100v06) | 12 | 16 | RT | YES | 1 site->1 villages(0556) | 0 |  |  | 62
Lot n°32_0557 | Lot N°32 | Lot N°32(20 Localités) | HUAWEI | Nokia | Bouira | Hadjera Zerga | El Hammam | Djezzy | 35.9688 | 3.8373 | 160 |  | New | yh_0557_rf | 1 | 35.9687 | 3.8353 | RuralStar |  | RuralStar 900M_O2@GSM_O1@LTE | OMNI( A70VP1100v06) | 12 | 16 | RT | YES | 1 site->1 villages(0557) | 0 |  |  | 181
Lot n°32_0558 | Lot N°32 | Lot N°32(20 Localités) | HUAWEI | Nokia | Bouira | Hadjera Zerga | El Amir Abdelkader | Djezzy | 35.9256 | 3.8548 | 200 |  | New | yh_0563_0558_0562_gf | 3 | 35.9413 | 3.8503 | Macro 900 3 sectors |  | 900M_S222@GSM_S111@LTE | Directional (A704516R0v06) | 30 | 28 | GF | YES | 1 site->3 villages(0558/0562/0563) | 41.1 | 166.8 | 275.3 | 1794
Lot n°32_0559 | Lot N°32 | Lot N°32(20 Localités) | HUAWEI | Nokia | Bouira | Hadjera Zerga | Fermme Atoui | Djezzy | 35.901 | 3.8458 | 100 |  | New | CORR_0559_900_RF | 1 | 35.9052 | 3.8473 | RuralStar |  | RuralStar 900M_O2@GSM_O1@LTE | OMNI( A70VP1100v06) | 12 | 16 | RT | YES | 1 site->1 villages(0559) | 0 |  |  | 489
Lot n°32_0560 | Lot N°32 | Lot N°32(20 Localités) | HUAWEI | Nokia | Bouira | Hadjera Zerga | Daira Et Triricha | Djezzy | 35.9314 | 3.8045 | 350 |  | New | yh_0560_rf | 1 | 35.931 | 3.804 | RuralLink |  | RuralLink 900M_O2@GSM_S111@LTE | Directional (A704515S0v06) | 12 | 16 | RT | YES | 1 site->1 villages(0560) | 104.9 | 224.9 | 344.9 | 59
Lot n°32_0561 | Lot N°32 | Lot N°32(20 Localités) | HUAWEI | Nokia | Bouira | Hadjera Zerga | Oued Boubaidha | Djezzy | 35.8552 | 3.8428 | 75 |  | New | CORR_0561_900_RF | 1 | 35.8502 | 3.841 | RuralStar |  | RuralStar 900M_O2@GSM_O1@LTE | OMNI( A70VP1100v06) | 12 | 16 | RT | YES | 1 site->1 villages(0561) | 0 |  |  | 580
Lot n°32_0562 | Lot N°32 | Lot N°32(20 Localités) | HUAWEI | Nokia | Bouira | Hadjera Zerga | EL Touifza | Djezzy | 35.9254 | 3.869 | 80 |  | New | yh_0563_0558_0562_gf | 3 | 35.9413 | 3.8503 | Macro 900 3 sectors |  | 900M_S222@GSM_S111@LTE | Directional (A704516R0v06) | 30 | 28 | GF | YES | 1 site->3 villages(0558/0562/0563) | 41.1 | 166.8 | 275.3 | 2446
Lot n°32_0563 | Lot N°32 | Lot N°32(20 Localités) | HUAWEI | Nokia | Bouira | Hadjera Zerga | EL Sakoum | Djezzy | 35.9423 | 3.8374 | 70 |  | New | yh_0563_0558_0562_gf | 3 | 35.9413 | 3.8503 | Macro 900 3 sectors |  | 900M_S222@GSM_S111@LTE | Directional (A704516R0v06) | 30 | 28 | GF | YES | 1 site->3 villages(0558/0562/0563) | 41.1 | 166.8 | 275.3 | 1169
Lot n°33_0564 | Lot N°33 | Lot N°33(20 Localités) | HUAWEI | Nokia | Bouira | Djebahia | EL Lahguia | Djezzy | 36.4804 | 3.6959 | 400 |  | New | yh_0564_rf | 1 | 36.4773 | 3.6887 | RuralLink |  | RuralLink 900M_O2@GSM_S111@LTE | Directional (A704515S0v06) | 12 | 16 | RT | YES | 1 site->1 villages(0564) | 56.6 | 176.6 | 296.6 | 728
Lot n°33_0565 | Lot N°33 | Lot N°33(20 Localités) | HUAWEI | Nokia | Bouira | Djebahia | Hedjita | Djezzy | 36.4461 | 3.6857 | 200 |  | New | yh_0565_rf | 1 | 36.4466 | 3.6961 | RuralStar |  | RuralStar 900M_O2@GSM_O1@LTE | OMNI( A70VP1100v06) | 12 | 16 | RT | YES | 1 site->1 villages(0565) | 0 |  |  | 925
Lot n°33_0567 | Lot N°33 | Lot N°33(20 Localités) | HUAWEI | Nokia | Bouira | Djebahia | EL Chenaine | Djezzy | 36.4549 | 3.6583 | 357 |  | New | lyhR4_902032_P200 | 1 | 36.4556 | 3.6677 | RuralLink |  | RuralLink 900M_O2@GSM_S111@LTE | Directional (A704515S0v06) | 12 | 16 | RT | YES | 1 site->1 villages(0567) | 77 | 197 | 317 | 846
Lot n°33_0568 | Lot N°33 | Lot N°33(20 Localités) | HUAWEI | Nokia | Bouira | Saharidj | Ighil Hammad | Djezzy | 36.4045 | 4.2697 | 150 |  | New | ql26 | 1 | 36.404 | 4.2693 | RuralStar |  | RuralStar 900M_O2@GSM_O1@LTE | OMNI( A70VP1100v06) | 12 | 16 | RT | YES | 1 site->1 villages(0568) | 0 |  |  | 72
Lot n°33_0572 | Lot N°33 | Lot N°33(20 Localités) | HUAWEI | Nokia | Bouira | Saharidj | Tadarth Ladjdid | Djezzy | 36.4276 | 4.291 | 147 |  | New | lyh_329 | 1 | 36.4275 | 4.2913 | RuralStar |  | RuralStar 900M_O2@GSM_O1@LTE | OMNI( A70VP1100v06) | 6 | 10 | RT | YES | 1 site->1 villages(0572) | 0 |  |  | 26
Lot n°33_0573 | Lot N°33 | Lot N°33(20 Localités) | HUAWEI | Nokia | Bouira | Saharidj | Ibalbarene | Djezzy | 36.4213 | 4.2471 | 179 |  | New | lyh_33_0573 | 1 | 36.4216 | 4.2473 | RuralStar |  | RuralStar 900M_O2@GSM_O1@LTE | OMNI( A70VP1100v06) | 30 | 28 | GF | YES | 1 site->1 villages(0573) | 0 |  |  | 36
Lot n°33_0575 | Lot N°33 | Lot N°33(20 Localités) | HUAWEI | Nokia | Bouira | Souk El Khmis | El Mbarat | Djezzy | 36.4 | 3.6071 | 59 |  | New | site3003 | 4 | 36.4052 | 3.6082 | Macro 900 3 sectors |  | 900M_S222@GSM_S111@LTE | Directional (A704516R0v06) | 30 | 28 | GF | YES | 1 site->4 villages(0575/0663/0664/0669) | 315.6 | 189.6 | 267.1 | 585
Lot n°33_0576 | Lot N°33 | Lot N°33(20 Localités) | HUAWEI | Nokia | Bouira | Souk El Khmis | Ouled Guelmam Ouest | Djezzy | 36.3827 | 3.6071 | 418 |  | New | lyh33_576 | 1 | 36.3807 | 3.6083 | RuralLink |  | RuralLink 900M_O2@GSM_S111@LTE | Directional (A704515S0v06) | 6 | 10 | RT | YES | 1 site->1 villages(0576) | 25.4 | 145.4 | 265.4 | 244
Lot n°33_0577 | Lot N°33 | Lot N°33(20 Localités) | HUAWEI | Nokia | Bouira | Sour El Ghozlane | Ouled Tadjine | Djezzy | 36.0985 | 3.6855 | 640 |  | New | lyhR4_902084_P640 | 1 | 36.0978 | 3.6872 | Macro 900 3 sectors |  | 900M_S222@GSM_S111@LTE | Directional (A704516R0v06) | 12 | 16 | RT | YES | 1 site->1 villages(0577) | 305.2 | 149.2 | 233.8 | 171
Lot n°33_0578 | Lot N°33 | Lot N°33(20 Localités) | HUAWEI | Nokia | Bouira | Sour El Ghozlane | Belkacemi Laadjal | Djezzy | 36.1924 | 3.6806 | 500 |  | New | ly33_0578 | 1 | 36.192 | 3.6809 | RuralLink |  | RuralLink 900M_O2@GSM_S111@LTE | Directional (A704515S0v06) | 12 | 16 | RT | YES | 1 site->1 villages(0578) | 94.7 | 214.7 | 334.7 | 50
Lot n°33_0579 | Lot N°33 | Lot N°33(20 Localités) | HUAWEI | Nokia | Bouira | Sour El Ghozlane | Ouled Amara | Djezzy | 36.1266 | 3.6459 | 300 |  | New | yh_0579_0580_gf | 2 | 36.1345 | 3.6371 | Macro 900 3 sectors |  | 900M_S222@GSM_S111@LTE | Directional (A704516R0v06) | 30 | 28 | GF | YES | 1 site->2 villages(0579/0580) | 40.6 | 138.3 | 302.8 | 1180
Lot n°33_0580 | Lot N°33 | Lot N°33(20 Localités) | HUAWEI | Nokia | Bouira | Sour El Ghozlane | Ouled Ali | Djezzy | 36.1354 | 3.6354 | 410 |  | New | yh_0579_0580_gf | 2 | 36.1345 | 3.6371 | Macro 900 3 sectors |  | 900M_S222@GSM_S111@LTE | Directional (A704516R0v06) | 30 | 28 | GF | YES | 1 site->2 villages(0579/0580) | 40.6 | 138.3 | 302.8 | 186
Lot n°33_0581 | Lot N°33 | Lot N°33(20 Localités) | HUAWEI | Nokia | Bouira | Sour El Ghozlane | Gheraba | Djezzy | 36.157 | 3.7787 | 548 |  | New | yh_0581_rf | 1 | 36.1582 | 3.7787 | RuralLink |  | RuralLink 900M_O2@GSM_S111@LTE | Directional (A704515S0v06) | 12 | 16 | RT | YES | 1 site->1 villages(0581) | 31.7 | 151.7 | 271.7 | 127
Lot n°33_0582 | Lot N°33 | Lot N°33(20 Localités) | HUAWEI | Nokia | Bouira | Sour El Ghozlane | Guelta EL Zerga | Djezzy | 36.219 | 3.7128 | 1453 |  | New | lyhR4_900423_P1453 | 1 | 36.2188 | 3.7125 | Macro 2100 3 sectors |  | 2100M_S111@UMTS_S111@LTE | Directional (A264518R0v06) | 12 | 16 | RT | YES | 1 site->1 villages(0582) | 11.6 | 62.2 | 147.3 | 39
Lot n°34_0585 | Lot N°34 | Lot N°34(20 Localités) | HUAWEI | Nokia | Bouira | El Asnam | Oued El Berdi | Djezzy | 36.3084 | 3.967 | 135 |  | New | yh_0585_rf | 1 | 36.312 | 3.9718 | RuralStar |  | RuralStar 900M_O2@GSM_O1@LTE | OMNI( A70VP1100v06) | 12 | 16 | RT | YES | 1 site->1 villages(0585) | 0 |  |  | 581
Lot n°34_0586 | Lot N°34 | Lot N°34(20 Localités) | HUAWEI | Nokia | Bouira | El Asnam | Taourirt Amar Ouest | Djezzy | 36.3376 | 4.0153 | 140 |  | New | site3020 | 2 | 36.3398 | 4.0258 | Macro 900 3 sectors |  | 900M_S222@GSM_S111@LTE | Directional (A704516R0v06) | 30 | 28 | GF | YES | 1 site->2 villages(0586/0588) | 343.7 | 119.5 | 255.3 | 971
Lot n°34_0587 | Lot N°34 | Lot N°34(20 Localités) | HUAWEI | Nokia | Bouira | El Asnam | Taourirt Amar Est | Djezzy | 36.34 | 4.0513 | 146 |  | New | yh_0587_rf | 1 | 36.3406 | 4.0518 | RuralStar |  | RuralStar 900M_O2@GSM_O1@LTE | OMNI( A70VP1100v06) | 12 | 16 | RT | YES | 1 site->1 villages(0587) | 0 |  |  | 89
Lot n°34_0588 | Lot N°34 | Lot N°34(20 Localités) | HUAWEI | Nokia | Bouira | El Asnam | Village Oued Edhous | Djezzy | 36.3544 | 4.0205 | 120 |  | New | site3020 | 2 | 36.3398 | 4.0258 | Macro 900 3 sectors |  | 900M_S222@GSM_S111@LTE | Directional (A704516R0v06) | 30 | 28 | GF | YES | 1 site->2 villages(0586/0588) | 343.7 | 119.5 | 255.3 | 1685
Lot n°34_0590 | Lot N°34 | Lot N°34(20 Localités) | HUAWEI | Nokia | Bouira | El Asnam | Village Kouchi | Djezzy | 36.2883 | 3.9596 | 450 |  | New | yh_0590_rf | 1 | 36.2898 | 3.9635 | RuralLink |  | RuralLink 900M_O2@GSM_S111@LTE | Directional (A704515S0v06) | 12 | 16 | RT | YES | 1 site->1 villages(0590) | 30 | 150 | 270 | 389
Lot n°34_0591 | Lot N°34 | Lot N°34(20 Localités) | HUAWEI | Nokia | Bouira | Ouled Rached | EL Chrea | Djezzy | 36.2713 | 4.1203 | 330 |  | New | lyhR4_900433_P821 | 1 | 36.2694 | 4.1194 | RuralLink |  | RuralLink 900M_O2@GSM_S111@LTE | Directional (A704515S0v06) | 12 | 16 | RT | YES | 1 site->1 villages(0591) | 56.3 | 176.3 | 296.3 | 226
Lot n°34_0592 | Lot N°34 | Lot N°34(20 Localités) | HUAWEI | Nokia | Bouira | Ouled Rached | Taghzout | Djezzy | 36.2497 | 4.1042 | 491 |  | New | lyhR4_902082_P491 | 1 | 36.2486 | 4.0976 | RuralLink |  | RuralLink 900M_O2@GSM_S111@LTE | Directional (A704515S0v06) | 12 | 16 | RT | YES | 1 site->1 villages(0592) | 64.2 | 184.2 | 304.2 | 600
Lot n°34_0593 | Lot N°34 | Lot N°34(20 Localités) | HUAWEI | Nokia | Bouira | Ouled Rached | Chivoune | Djezzy | 36.1506 | 4.1034 | 233 |  | New | lyh_R4_900434_P233 | 1 | 36.151 | 4.1032 | RuralStar |  | RuralStar 900M_O2@GSM_O1@LTE | OMNI( A70VP1100v06) | 12 | 16 | RT | YES | 1 site->1 villages(0593) | 0 |  |  | 48
Lot n°34_0595 | Lot N°34 | Lot N°34(20 Localités) | HUAWEI | Nokia | Bouira | Raouraoua | Taberamet | Djezzy | 36.2251 | 3.624 | 250 |  | New | lyhR4_902380_P250 | 1 | 36.2251 | 3.6236 | RuralLink |  | RuralLink 900M_O2@GSM_S111@LTE | Directional (A704515S0v06) | 12 | 16 | RT | YES | 1 site->1 villages(0595) | 19.1 | 139.1 | 259.1 | 39
Lot n°34_0596 | Lot N°34 | Lot N°34(20 Localités) | HUAWEI | Nokia | Bouira | Raouraoua | Bernou | Djezzy | 36.2525 | 3.6695 | 400 |  | New | yh_0596_rf | 1 | 36.2537 | 3.6696 | RuralLink |  | RuralLink 900M_O2@GSM_S111@LTE | Directional (A704515S0v06) | 12 | 16 | RT | YES | 1 site->1 villages(0596) | 64.4 | 184.4 | 304.4 | 140
Lot n°34_0597 | Lot N°34 | Lot N°34(20 Localités) | HUAWEI | Nokia | Bouira | Ridane | Bir Ayad | Djezzy | 36.0489 | 3.4678 | 374 |  | New | lyhR4_902327_P374 | 1 | 36.0506 | 3.469 | RuralLink |  | RuralLink 900M_O2@GSM_S111@LTE | Directional (A704515S0v06) | 24 | 22 | GF | YES | 1 site->1 villages(0597) | 66.8 | 186.8 | 306.8 | 215
Lot n°34_0598 | Lot N°34 | Lot N°34(20 Localités) | HUAWEI | Nokia | Bouira | Ridane | Ouled Guemra | Djezzy | 36.1045 | 3.5263 | 480 |  | New | yh_0598_rf | 1 | 36.1077 | 3.5229 | RuralLink |  | RuralLink 900M_O2@GSM_S111@LTE | Directional (A704515S0v06) | 12 | 16 | RT | YES | 1 site->1 villages(0598) | 15.9 | 135.9 | 255.9 | 467
Lot n°34_0599 | Lot N°34 | Lot N°34(20 Localités) | HUAWEI | Nokia | Bouira | Ridane | Kaf Ghorab | Djezzy | 36.0799 | 3.5209 | 530 |  | New | yh_0599_rf | 1 | 36.0789 | 3.5206 | RuralLink |  | RuralLink 900M_O2@GSM_S111@LTE | Directional (A704515S0v06) | 12 | 16 | RT | YES | 1 site->1 villages(0599) | 51.9 | 171.9 | 291.9 | 118
Lot n°34_0600 | Lot N°34 | Lot N°34(20 Localités) | HUAWEI | Nokia | Bouira | Ridane | Laaraf | Djezzy | 36.0758 | 3.493 | 320 |  | New | lyhR4_902379_P530 | 1 | 36.0798 | 3.4923 | RuralLink |  | RuralLink 900M_O2@GSM_S111@LTE | Directional (A704515S0v06) | 24 | 22 | GF | YES | 1 site->1 villages(0600) | 34.1 | 154.1 | 274.1 | 447
Lot n°34_0601 | Lot N°34 | Lot N°34(20 Localités) | HUAWEI | Nokia | Bouira | Ridane | Lachbour | Djezzy | 36.0416 | 3.5082 | 585 |  | New | yh_0603_gf | 2 | 36.0495 | 3.4925 | Macro 900 3 sectors |  | 900M_S222@GSM_S111@LTE | Directional (A704516R0v06) | 30 | 28 | GF | YES | 1 site->2 villages(0601/0603) | 130.9 | 250.9 | 10.9 | 1668
Lot n°34_0602 | Lot N°34 | Lot N°34(20 Localités) | HUAWEI | Nokia | Bouira | Ridane | EL S'hari | Djezzy | 36.0418 | 3.4428 | 300 |  | New | lyh34_0602 | 1 | 36.0414 | 3.4426 | RuralLink |  | RuralLink 900M_O2@GSM_S111@LTE | Directional (A704515S0v06) | 12 | 16 | RT | YES | 1 site->1 villages(0602) | 19.9 | 139.9 | 259.9 | 50
Lot n°34_0603 | Lot N°34 | Lot N°34(20 Localités) | HUAWEI | Nokia | Bouira | Ridane | EL Z'mala | Djezzy | 36.0475 | 3.4953 | 310 |  | New | yh_0603_gf | 2 | 36.0495 | 3.4925 | Macro 900 3 sectors |  | 900M_S222@GSM_S111@LTE | Directional (A704516R0v06) | 30 | 28 | GF | YES | 1 site->2 villages(0601/0603) | 130.9 | 250.9 | 10.9 | 341
Lot n°35_0604 | Lot N°35 | Lot N°35(20 Localités) | HUAWEI | Nokia | Bouira | El Hachimia | Sedara | Djezzy | 36.2274 | 3.8796 | 403 |  | New | lyh_853 | 2 | 36.2353 | 3.8859 | Macro 900 3 sectors |  | 900M_S222@GSM_S111@LTE | Directional (A704516R0v06) | 30 | 28 | GF | YES | 1 site->2 villages(0604/0605) | 13.3 | 133.3 | 253.3 | 1047
Lot n°35_0605 | Lot N°35 | Lot N°35(20 Localités) | HUAWEI | Nokia | Bouira | El Hachimia | Ahl Ergab | Djezzy | 36.2352 | 3.8855 | 450 |  | New | lyh_853 | 2 | 36.2353 | 3.8859 | Macro 900 3 sectors |  | 900M_S222@GSM_S111@LTE | Directional (A704516R0v06) | 30 | 28 | GF | YES | 1 site->2 villages(0604/0605) | 13.3 | 133.3 | 253.3 | 46
Lot n°35_0606 | Lot N°35 | Lot N°35(20 Localités) | HUAWEI | Nokia | Bouira | El Hachimia | Hai Laarachi | Djezzy | 36.2578 | 3.7435 | 250 |  | New | lyh_R4_902134_P250 | 1 | 36.2525 | 3.75 | RuralLink |  | RuralLink 900M_O2@GSM_S111@LTE | Directional (A704515S0v06) | 24 | 22 | GF | YES | 1 site->1 villages(0606) | 104.6 | 224.6 | 344.6 | 827
Lot n°35_0607 | Lot N°35 | Lot N°35(20 Localités) | HUAWEI | Nokia | Bouira | El Hachimia | El Khbathna | Djezzy | 36.2495 | 3.7753 | 250 |  | New | yh_0607_rf | 1 | 36.2479 | 3.7726 | RuralLink |  | RuralLink 900M_O2@GSM_S111@LTE | Directional (A704515S0v06) | 12 | 16 | RT | YES | 1 site->1 villages(0607) | 79.7 | 199.7 | 319.7 | 302
Lot n°35_0608 | Lot N°35 | Lot N°35(20 Localités) | HUAWEI | Nokia | Bouira | El Hachimia | Santouh | Djezzy | 36.1735 | 3.773 | 375 |  | New | lyh_R4_900424_P923 | 1 | 36.1723 | 3.7703 | RuralLink |  | RuralLink 900M_O2@GSM_S111@LTE | Directional (A704515S0v06) | 30 | 28 | GF | YES | 1 site->1 villages(0608) | 85 | 205 | 325 | 276
Lot n°35_0609 | Lot N°35 | Lot N°35(20 Localités) | HUAWEI | Nokia | Bouira | El Hachimia | Kandara | Djezzy | 36.2796 | 3.7992 | 400 |  | New | lyhR4_901941_P400 | 1 | 36.278 | 3.8037 | RuralLink |  | RuralLink 900M_O2@GSM_S111@LTE | Directional (A704515S0v06) | 24 | 22 | GF | YES | 1 site->1 villages(0609) | 89.6 | 209.6 | 329.6 | 443
Lot n°35_0610 | Lot N°35 | Lot N°35(20 Localités) | HUAWEI | Nokia | Bouira | El Hachimia | EL Chorf | Djezzy | 36.1399 | 3.8409 | 500 |  | New | lyh_R4_900439_P500 | 1 | 36.1406 | 3.8408 | RuralLink |  | RuralLink 900M_O2@GSM_S111@LTE | Directional (A704515S0v06) | 12 | 16 | RT | YES | 1 site->1 villages(0610) | 29.1 | 149.1 | 269.1 | 79
Lot n°35_0611 | Lot N°35 | Lot N°35(20 Localités) | HUAWEI | Nokia | Bouira | El Hachimia | Hamam Ksana | Djezzy | 36.1862 | 3.9638 | 400 |  | New | lyhR4_900043_P400 | 1 | 36.1856 | 3.9641 | RuralLink |  | RuralLink 900M_O2@GSM_S111@LTE | Directional (A704515S0v06) | 12 | 16 | RT | YES | 1 site->1 villages(0611) | 45.6 | 165.6 | 285.6 | 76
Lot n°35_0612 | Lot N°35 | Lot N°35(20 Localités) | HUAWEI | Nokia | Bouira | El Hakimia | Charchara | Djezzy | 36.1356 | 3.7534 | 50 |  | New | lyh_R4_900437_P130 | 1 | 36.1346 | 3.7546 | RuralStar |  | RuralStar 900M_O2@GSM_O1@LTE | OMNI( A70VP1100v06) | 30 | 28 | GF | YES | 1 site->1 villages(0612) | 0 |  |  | 156
Lot n°35_0613 | Lot N°35 | Lot N°35(20 Localités) | HUAWEI | Nokia | Bouira | El Hakimia | Merikad | Djezzy | 36.1022 | 3.7785 | 90 |  | New | lyh_R4_902349_P90 | 1 | 36.0979 | 3.7807 | RuralStar |  | RuralStar 900M_O2@GSM_O1@LTE | OMNI( A70VP1100v06) | 24 | 22 | GF | YES | 1 site->1 villages(0613) | 0 |  |  | 522
Lot n°35_0614 | Lot N°35 | Lot N°35(20 Localités) | HUAWEI | Nokia | Bouira | El Hakimia | Ahel EL Chaaba | Djezzy | 36.115 | 3.8064 | 80 |  | New | yh_0614_rf | 1 | 36.1119 | 3.8066 | RuralStar |  | RuralStar 900M_O2@GSM_O1@LTE | OMNI( A70VP1100v06) | 12 | 16 | RT | YES | 1 site->1 villages(0614) | 0 |  |  | 348
Lot n°35_0615 | Lot N°35 | Lot N°35(20 Localités) | HUAWEI | Nokia | Bouira | Taghzout | Tassala | Djezzy | 36.4302 | 3.9879 | 665 |  | New | lyh587 | 2 | 36.4382 | 3.9981 | Macro 900 3 sectors |  | 900M_S222@GSM_S111@LTE | Directional (A704516R0v06) | 9 | 13 | RT | YES | 1 site->2 villages(0615/0618) | 321.3 | 93.6 | 225.8 | 1273
Lot n°35_0616 | Lot N°35 | Lot N°35(20 Localités) | HUAWEI | Nokia | Bouira | Taghzout | Inesmane | Djezzy | 36.4482 | 3.9537 | 550 |  | New | lyh420 | 2 | 36.4488 | 3.952 | Macro 900 3 sectors |  | 900M_S222@GSM_S111@LTE | Directional (A704516R0v06) | 30 | 28 | GF | YES | 1 site->2 villages(0616/0619) | 352.1 | 112.1 | 232.1 | 164
Lot n°35_0617 | Lot N°35 | Lot N°35(20 Localités) | HUAWEI | Nokia | Bouira | Taghzout | Ighil Oumanchar | Djezzy | 36.448 | 3.9399 | 551 |  | New | yh_0617_rf | 1 | 36.4487 | 3.9394 | RuralLink |  | RuralLink 900M_O2@GSM_S111@LTE | Directional (A704515S0v06) | 12 | 16 | RT | YES | 1 site->1 villages(0617) | 66.3 | 186.3 | 306.3 | 88
Lot n°35_0618 | Lot N°35 | Lot N°35(20 Localités) | HUAWEI | Nokia | Bouira | Taghzout | Tizi El Kis | Djezzy | 36.4414 | 3.9949 | 587 |  | New | lyh587 | 2 | 36.4382 | 3.9981 | Macro 900 3 sectors |  | 900M_S222@GSM_S111@LTE | Directional (A704516R0v06) | 9 | 13 | RT | YES | 1 site->2 villages(0615/0618) | 321.3 | 93.6 | 225.8 | 462
Lot n°35_0619 | Lot N°35 | Lot N°35(20 Localités) | HUAWEI | Nokia | Bouira | Taghzout | Maadhi | Djezzy | 36.4443 | 3.9666 | 599 |  | New | lyh420 | 2 | 36.4488 | 3.952 | Macro 900 3 sectors |  | 900M_S222@GSM_S111@LTE | Directional (A704516R0v06) | 30 | 28 | GF | YES | 1 site->2 villages(0616/0619) | 352.1 | 112.1 | 232.1 | 1402
Lot n°35_0620 | Lot N°35 | Lot N°35(20 Localités) | HUAWEI | Nokia | Bouira | Taguedit | EL Houarech | Djezzy | 36.0326 | 4.0106 | 607 |  | New | ql29 | 1 | 36.0294 | 4.0109 | Macro 900 3 sectors |  | 900M_S222@GSM_S111@LTE | Directional (A704516R0v06) | 12 | 16 | RT | YES | 1 site->1 villages(0620) | 357.8 | 223.7 | 297.5 | 363
Lot n°35_0621 | Lot N°35 | Lot N°35(20 Localités) | HUAWEI | Nokia | Bouira | Taguedit | EL Tarfa | Djezzy | 36.0013 | 4.0245 | 585 |  | New | lyhR4_900441_P1192 | 1 | 35.9996 | 4.0267 | RuralLink |  | RuralLink 900M_O2@GSM_S111@LTE | Directional (A704515S0v06) | 12 | 16 | RT | YES | 1 site->1 villages(0621) | 65 | 185 | 305 | 276
Lot n°35_0622 | Lot N°35 | Lot N°35(20 Localités) | HUAWEI | Nokia | Bouira | Taguedit | Ouled Moussa | Djezzy | 36.0183 | 3.9287 | 357 |  | New | lyhdhsaiu | 1 | 36.0191 | 3.9267 | RuralLink |  | RuralLink 900M_O2@GSM_S111@LTE | Directional (A704515S0v06) | 12 | 16 | RT | YES | 1 site->1 villages(0622) | 75.5 | 195.5 | 315.5 | 200
Lot n°35_0623 | Lot N°35 | Lot N°35(20 Localités) | HUAWEI | Nokia | Bouira | Zbarbar | Bsibsa | Djezzy | 36.4882 | 3.4822 | 580 |  | New | lyhR4_902289_P580 | 1 | 36.4954 | 3.4785 | RuralLink |  | RuralLink 900M_O2@GSM_S111@LTE | Directional (A704515S0v06) | 30 | 28 | GF | YES | 1 site->1 villages(0623) | 88.2 | 208.2 | 328.2 | 867
Lot n°36_0624 | Lot N°36 | Lot N°36(19 Localités) | HUAWEI | Nokia | Bouira | Ait Laaziz | Ibourassen | Djezzy | 36.4632 | 3.8698 | 439 |  | New | lyh_R4_901937_P439 | 2 | 36.461 | 3.8611 | Macro 900 3 sectors |  | 900M_S222@GSM_S111@LTE | Directional (A704516R0v06) | 30 | 28 | GF | YES | 1 site->2 villages(0624/0625) | 292.5 | 72.6 | 182.5 | 819
Lot n°36_0625 | Lot N°36 | Lot N°36(19 Localités) | HUAWEI | Nokia | Bouira | Ait Laaziz | Laghoual | Djezzy | 36.4647 | 3.8501 | 220 |  | New | lyh_R4_901937_P439 | 2 | 36.461 | 3.8611 | Macro 900 3 sectors |  | 900M_S222@GSM_S111@LTE | Directional (A704516R0v06) | 30 | 28 | GF | YES | 1 site->2 villages(0624/0625) | 292.5 | 72.6 | 182.5 | 1063
Lot n°36_0626 | Lot N°36 | Lot N°36(19 Localités) | HUAWEI | Nokia | Bouira | Ait Laaziz | Chatbia | Djezzy | 36.4456 | 3.9247 | 420 |  | New | lyh36_0626 | 1 | 36.447 | 3.9239 | RuralLink |  | RuralLink 900M_O2@GSM_S111@LTE | Directional (A704515S0v06) | 12 | 16 | RT | YES | 1 site->1 villages(0626) | 78.9 | 198.9 | 318.9 | 178
Lot n°36_0627 | Lot N°36 | Lot N°36(19 Localités) | HUAWEI | Nokia | Bouira | Aomar | EL Rouabhia | Djezzy | 36.5256 | 3.8072 | 600 |  | New | lyhR4_900020_P600 | 1 | 36.5204 | 3.8046 | Macro 900 3 sectors |  | 900M_S222@GSM_S111@LTE | Directional (A704516R0v06) | 12 | 16 | RT | YES | 1 site->1 villages(0627) | 51.9 | 125.8 | 3.6 | 621
Lot n°36_0632 | Lot N°36 | Lot N°36(19 Localités) | HUAWEI | Nokia | Bouira | Bechloul | Melaoua | Djezzy | 36.2833 | 4.0981 | 838 |  | New | yh_0632_rf | 1 | 36.2795 | 4.0964 | Macro 2100 3 sectors |  | 2100M_S111@UMTS_S111@LTE | Directional (A264518R0v06) | 30 | 28 | GF | YES | 1 site->1 villages(0632) | 28.4 | 148.4 | 268.4 | 452
Lot n°36_0634 | Lot N°36 | Lot N°36(19 Localités) | HUAWEI | Nokia | Bouira | Bir Ghbalou | El Hamda | Djezzy | 36.2977 | 3.5479 | 1008 |  | New | lyhR4_900445_P1271 | 2 | 36.2953 | 3.5622 | Macro 900 3 sectors |  | 900M_S222@GSM_S111@LTE | Directional (A704516R0v06) | 12 | 16 | RT | YES | 1 site->2 villages(0634/0635) | 43.4 | 164.9 | 282 | 1313
Lot n°36_0635 | Lot N°36 | Lot N°36(19 Localités) | HUAWEI | Nokia | Bouira | Bir Ghbalou | Rabah Darmouche | Djezzy | 36.285 | 3.5657 | 263 |  | New | lyhR4_900445_P1271 | 2 | 36.2953 | 3.5622 | Macro 900 3 sectors |  | 900M_S222@GSM_S111@LTE | Directional (A704516R0v06) | 12 | 16 | RT | YES | 1 site->2 villages(0634/0635) | 43.4 | 164.9 | 282 | 1187
Lot n°36_0636 | Lot N°36 | Lot N°36(19 Localités) | HUAWEI | Nokia | Bouira | Bir Ghbalou | Ouled El Faci | Djezzy | 36.2254 | 3.5781 | 200 |  | New | yh_0636_1625_rf - Cover 0636 | 2 | 36.223 | 3.5734 | Macro 900 3 sectors |  | 900M_S222@GSM_S111@LTE | Directional (A704516R0v06) | 9 | 13 | RT | YES | 1 site->2 villages(0636/1625) | 303.6 | 57.4 | 180.5 | 498
Lot n°36_0637 | Lot N°36 | Lot N°36(19 Localités) | HUAWEI | Nokia | Bouira | Bordj Oukhriss | Laouchria | Djezzy | 36.0779 | 3.9441 | 140 |  | New | yh_0637_rf | 1 | 36.0787 | 3.9431 | RuralStar |  | RuralStar 900M_O2@GSM_O1@LTE | OMNI( A70VP1100v06) | 12 | 16 | RT | YES | 1 site->1 villages(0637) | 0 |  |  | 123
Lot n°36_0639 | Lot N°36 | Lot N°36(19 Localités) | HUAWEI | Nokia | Bouira | Bordj Oukhriss | Oulad Okhris | Djezzy | 36.0699 | 3.9685 | 366 |  | New | yh_0639_rf | 1 | 36.0699 | 3.9689 | RuralLink |  | RuralLink 900M_O2@GSM_S111@LTE | Directional (A704515S0v06) | 12 | 16 | RT | YES | 1 site->1 villages(0639) | 70.6 | 190.6 | 310.6 | 30
Lot n°36_0640 | Lot N°36 | Lot N°36(19 Localités) | HUAWEI | Nokia | Bouira | Bordj Oukhriss | Meghnine | Djezzy | 36.054 | 3.9 | 354 |  | New | lyhR4_902060_P489 | 2 | 36.051 | 3.9024 | Macro 900 3 sectors |  | 900M_S222@GSM_S111@LTE | Directional (A704516R0v06) | 12 | 16 | RT | YES | 1 site->2 villages(0640/0641) | 326.8 | 94.4 | 210.6 | 401
Lot n°36_0641 | Lot N°36 | Lot N°36(19 Localités) | HUAWEI | Nokia | Bouira | Bordj Oukhriss | EL Loailat | Djezzy | 36.0503 | 3.9134 | 489 |  | New | lyhR4_902060_P489 | 2 | 36.051 | 3.9024 | Macro 900 3 sectors |  | 900M_S222@GSM_S111@LTE | Directional (A704516R0v06) | 12 | 16 | RT | YES | 1 site->2 villages(0640/0641) | 326.8 | 94.4 | 210.6 | 988
Lot n°36_0642 | Lot N°36 | Lot N°36(19 Localités) | HUAWEI | Nokia | Bouira | Bordj Oukhriss | Ain Terzine | Djezzy | 36.0972 | 3.9243 | 620 |  | New | lyhR4_902365_P620 | 1 | 36.0987 | 3.9214 | Macro 900 3 sectors |  | 900M_S222@GSM_S111@LTE | Directional (A704516R0v06) | 12 | 16 | RT | YES | 1 site->1 villages(0642) | 299.3 | 124.7 | 174.3 | 316
Lot n°37_0644 | Lot N°37 | Lot N°37(19 Localités) | HUAWEI | Nokia | Bouira | Boukram | Ouled Khelil | Djezzy | 36.5297 | 3.4013 | 600 |  | New | yh_0644_rf | 1 | 36.5348 | 3.409 | Macro 900 3 sectors |  | 900M_S222@GSM_S111@LTE | Directional (A704516R0v06) | 12 | 16 | RT | YES | 1 site->1 villages(0644) | 7.5 | 128.2 | 315.8 | 884
Lot n°37_0645 | Lot N°37 | Lot N°37(19 Localités) | HUAWEI | Nokia | Bouira | Boukram | Ferkioua | Djezzy | 36.5295 | 3.3641 | 1200 |  | New | yh_0647_gf - No Grid | 2 | 36.5435 | 3.367 | Macro 900 3 sectors |  | 900M_S222@GSM_S111@LTE | Directional (A704516R0v06) | 30 | 28 | GF | YES | 1 site->2 villages(0645/0647) | 330 | 110.6 | 189.5 | 1582
Lot n°37_0647 | Lot N°37 | Lot N°37(19 Localités) | HUAWEI | Nokia | Bouira | Boukram | Tizi Makou | Djezzy | 36.5413 | 3.3741 | 332 |  | New | yh_0647_gf - No Grid | 2 | 36.5435 | 3.367 | Macro 900 3 sectors |  | 900M_S222@GSM_S111@LTE | Directional (A704516R0v06) | 30 | 28 | GF | YES | 1 site->2 villages(0645/0647) | 330 | 110.6 | 189.5 | 677
Lot n°37_0649 | Lot N°37 | Lot N°37(19 Localités) | HUAWEI | Nokia | Bouira | Boukram | Boukram | Djezzy | 36.5208 | 3.365 | 1100 |  | New | yh_0649_rf | 1 | 36.5154 | 3.3714 | Macro 2100 3 sectors |  | 2100M_S111@UMTS_S111@LTE | Directional (A264518R0v06) | 12 | 16 | RT | YES | 1 site->1 villages(0649) | 28.1 | 239.4 | 298.9 | 826
Lot n°37_0650 | Lot N°37 | Lot N°37(19 Localités) | HUAWEI | Nokia | Bouira | Dirah | Goubet Mohad Ben Saad | Djezzy | 36.0659 | 3.7266 | 714 |  | New | yh_0650_gf | 1 | 36.0684 | 3.7291 | Macro 900 3 sectors |  | 900M_S222@GSM_S111@LTE | Directional (A704516R0v06) | 30 | 28 | GF | YES | 1 site->1 villages(0650) | 77 | 224.6 | 277.2 | 356
Lot n°37_0651 | Lot N°37 | Lot N°37(19 Localités) | HUAWEI | Nokia | Bouira | Dirah | Village EL Taicha | Djezzy | 35.9888 | 3.6655 | 335 |  | New | lyh833 | 1 | 35.9889 | 3.6651 | RuralLink |  | RuralLink 900M_O2@GSM_S111@LTE | Directional (A704515S0v06) | 12 | 16 | RT | YES | 1 site->1 villages(0651) | 24.6 | 144.6 | 264.6 | 35
Lot n°37_0652 | Lot N°37 | Lot N°37(19 Localités) | HUAWEI | Nokia | Bouira | Dirah | El Khemairia | Djezzy | 36.018 | 3.7599 | 462 |  | New | lyh400 | 2 | 36.0215 | 3.7641 | Macro 900 3 sectors |  | 900M_S222@GSM_S111@LTE | Directional (A704516R0v06) | 12 | 16 | RT | YES | 1 site->2 villages(0652/0653) | 296.1 | 80.1 | 224.2 | 544
Lot n°37_0653 | Lot N°37 | Lot N°37(19 Localités) | HUAWEI | Nokia | Bouira | Dirah | Ouled Ahmed | Djezzy | 36.0225 | 3.7615 | 210 |  | New | lyh400 | 2 | 36.0215 | 3.7641 | Macro 900 3 sectors |  | 900M_S222@GSM_S111@LTE | Directional (A704516R0v06) | 12 | 16 | RT | YES | 1 site->2 villages(0652/0653) | 296.1 | 80.1 | 224.2 | 257
Lot n°37_0654 | Lot N°37 | Lot N°37(19 Localités) | HUAWEI | Nokia | Bouira | Dirah | Oued Ben Ayed Est | Djezzy | 36.0441 | 3.681 | 410 |  | New | yh_0654_gf | 1 | 36.0452 | 3.6869 | RuralLink |  | RuralLink 900M_O2@GSM_S111@LTE | Directional (A704515S0v06) | 30 | 28 | GF | YES | 1 site->1 villages(0654) | 4.4 | 124.4 | 244.4 | 539
Lot n°37_0655 | Lot N°37 | Lot N°37(19 Localités) | HUAWEI | Nokia | Bouira | Dirah | Oued Ben Ayed Ouest | Djezzy | 36.0531 | 3.6635 | 853 |  | New | lyh1263 | 1 | 36.0488 | 3.6633 | Macro 2100 3 sectors |  | 2100M_S111@UMTS_S111@LTE | Directional (A264518R0v06) | 24 | 22 | GF | YES | 1 site->1 villages(0655) | 356.5 | 112.3 | 309.2 | 478
Lot n°37_0656 | Lot N°37 | Lot N°37(19 Localités) | HUAWEI | Nokia | Bouira | Dirah | Zebboudja | Djezzy | 35.9845 | 3.7138 | 141 |  | New | yh_0656_0658_rf | 2 | 35.9826 | 3.721 | Macro 900 3 sectors |  | 900M_S222@GSM_S111@LTE | Directional (A704516R0v06) | 15 | 19 | RT | YES | 1 site->2 villages(0656/0658) | 82.5 | 185.3 | 288.1 | 687
Lot n°37_0657 | Lot N°37 | Lot N°37(19 Localités) | HUAWEI | Nokia | Bouira | Dirah | Bayara | Djezzy | 36.0219 | 3.7134 | 400 |  | New | lyh400_new | 1 | 36.0216 | 3.7135 | RuralLink |  | RuralLink 900M_O2@GSM_S111@LTE | Directional (A704515S0v06) | 12 | 16 | RT | YES | 1 site->1 villages(0657) | 61.1 | 181.1 | 301.1 | 34
Lot n°37_0658 | Lot N°37 | Lot N°37(19 Localités) | HUAWEI | Nokia | Bouira | Dirah | Touta | Djezzy | 35.9834 | 3.7289 | 300 |  | New | yh_0656_0658_rf | 2 | 35.9826 | 3.721 | Macro 900 3 sectors |  | 900M_S222@GSM_S111@LTE | Directional (A704516R0v06) | 15 | 19 | RT | YES | 1 site->2 villages(0656/0658) | 82.5 | 185.3 | 288.1 | 717
Lot n°37_0659 | Lot N°37 | Lot N°37(19 Localités) | HUAWEI | Nokia | Bouira | Dirah | Village EL Mouissat | Djezzy | 35.9582 | 3.7196 | 57 |  | New | yh_0659_rf | 1 | 35.9597 | 3.7203 | RuralStar |  | RuralStar 900M_O2@GSM_O1@LTE | OMNI( A70VP1100v06) | 12 | 16 | RT | YES | 1 site->1 villages(0659) | 0 |  |  | 180
Lot n°38_0662 | Lot N°38 | Lot N°38(19 Localités) | HUAWEI | Nokia | Bouira | El Khebouzia | EL Zenaiguia | Djezzy | 36.3218 | 3.6336 | 70 |  | New | lyhR4_900097_P70 | 1 | 36.3258 | 3.6372 | RuralStar |  | RuralStar 900M_O2@GSM_O1@LTE | OMNI( A70VP1100v06) | 12 | 16 | RT | YES | 1 site->1 villages(0662) | 0 |  |  | 545
Lot n°38_0663 | Lot N°38 | Lot N°38(19 Localités) | HUAWEI | Nokia | Bouira | El Mokrani | Maarouf | Djezzy | 36.4128 | 3.5989 | 100 |  | New | site3003 | 4 | 36.4052 | 3.6082 | Macro 900 3 sectors |  | 900M_S222@GSM_S111@LTE | Directional (A704516R0v06) | 30 | 28 | GF | YES | 1 site->4 villages(0575/0663/0664/0669) | 315.6 | 189.6 | 267.1 | 1187
Lot n°38_0664 | Lot N°38 | Lot N°38(19 Localités) | HUAWEI | Nokia | Bouira | El Mokrani | Ouled El Hadj | Djezzy | 36.4061 | 3.5927 | 100 |  | New | site3003 | 4 | 36.4052 | 3.6082 | Macro 900 3 sectors |  | 900M_S222@GSM_S111@LTE | Directional (A704516R0v06) | 30 | 28 | GF | YES | 1 site->4 villages(0575/0663/0664/0669) | 315.6 | 189.6 | 267.1 | 1389
Lot n°38_0665 | Lot N°38 | Lot N°38(19 Localités) | HUAWEI | Nokia | Bouira | El Mokrani | EL Zaouia | Djezzy | 36.4558 | 3.6218 | 100 |  | New | lyhR4_902321_P100 | 1 | 36.4555 | 3.6224 | RuralStar |  | RuralStar 900M_O2@GSM_O1@LTE | OMNI( A70VP1100v06) | 12 | 16 | RT | YES | 1 site->1 villages(0665) | 0 |  |  | 62
Lot n°38_0666 | Lot N°38 | Lot N°38(19 Localités) | HUAWEI | Nokia | Bouira | El Mokrani | EL Raouraoua | Djezzy | 36.4116 | 3.6185 | 150 |  | New | yh_0666_rf | 1 | 36.4127 | 3.6276 | RuralStar |  | RuralStar 900M_O2@GSM_O1@LTE | OMNI( A70VP1100v06) | 12 | 16 | RT | YES | 1 site->1 villages(0666) | 0 |  |  | 820
Lot n°38_0667 | Lot N°38 | Lot N°38(19 Localités) | HUAWEI | Nokia | Bouira | El Mokrani | Talahlou | Djezzy | 36.4272 | 3.5889 | 450 |  | New | yh_0667_rf | 1 | 36.4271 | 3.5876 | RuralLink |  | RuralLink 900M_O2@GSM_S111@LTE | Directional (A704515S0v06) | 12 | 16 | RT | YES | 1 site->1 villages(0667) | 89.4 | 209.4 | 329.4 | 112
Lot n°38_0668 | Lot N°38 | Lot N°38(19 Localités) | HUAWEI | Nokia | Bouira | El Mokrani | Ouled El Arbi | Djezzy | 36.4123 | 3.5675 | 69 |  | New | yh_0668_rf - No Village | 1 | 36.412 | 3.567 | RuralStar |  | RuralStar 900M_O2@GSM_O1@LTE | OMNI( A70VP1100v06) | 12 | 16 | RT | YES | 1 site->1 villages(0668) | 0 |  |  | 57
Lot n°38_0669 | Lot N°38 | Lot N°38(19 Localités) | HUAWEI | Nokia | Bouira | El Mokrani | Ouled Yahia | Djezzy | 36.4043 | 3.5869 | 91 |  | New | site3003 | 4 | 36.4052 | 3.6082 | Macro 900 3 sectors |  | 900M_S222@GSM_S111@LTE | Directional (A704516R0v06) | 30 | 28 | GF | YES | 1 site->4 villages(0575/0663/0664/0669) | 315.6 | 189.6 | 267.1 | 1906
Lot n°38_0670 | Lot N°38 | Lot N°38(19 Localités) | HUAWEI | Nokia | Bouira | Guerrouma | Tifires | Djezzy | 36.4861 | 3.4521 | 350 |  | New | yh_0670_rf | 1 | 36.4812 | 3.4468 | RuralLink |  | RuralLink 900M_O2@GSM_S111@LTE | Directional (A704515S0v06) | 12 | 16 | RT | YES | 1 site->1 villages(0670) | 23.7 | 143.7 | 263.7 | 718
Lot n°38_0671 | Lot N°38 | Lot N°38(19 Localités) | HUAWEI | Nokia | Bouira | Guerrouma | Babour | Djezzy | 36.509 | 3.4718 | 200 |  | New | yh_0671_rf | 1 | 36.5073 | 3.4739 | RuralStar |  | RuralStar 900M_O2@GSM_O1@LTE | OMNI( A70VP1100v06) | 12 | 16 | RT | YES | 1 site->1 villages(0671) | 0 |  |  | 260
Lot n°38_0672 | Lot N°38 | Lot N°38(19 Localités) | HUAWEI | Nokia | Bouira | Guerrouma | Village Ouled Aissa | Djezzy | 36.459 | 3.3679 | 540 |  | New | lyhR4_900026_P540 | 1 | 36.4607 | 3.3646 | RuralLink |  | RuralLink 900M_O2@GSM_S111@LTE | Directional (A704515S0v06) | 12 | 16 | RT | YES | 1 site->1 villages(0672) | 13.3 | 133.3 | 253.3 | 351
Lot n°38_0673 | Lot N°38 | Lot N°38(19 Localités) | HUAWEI | Nokia | Bouira | Guerrouma | Village Taracht | Djezzy | 36.4497 | 3.4428 | 346 |  | New | lyhR4_902290_P346 | 1 | 36.4483 | 3.4356 | RuralLink |  | RuralLink 900M_O2@GSM_S111@LTE | Directional (A704515S0v06) | 12 | 16 | RT | YES | 1 site->1 villages(0673) | 45.5 | 165.5 | 285.5 | 663
Lot n°38_0674 | Lot N°38 | Lot N°38(19 Localités) | HUAWEI | Nokia | Bouira | Kadiria | Village Ouled Aissa | Djezzy | 36.5361 | 3.6286 | 260 |  | New | lyh6744 | 1 | 36.5356 | 3.6283 | RuralLink |  | RuralLink 900M_O2@GSM_S111@LTE | Directional (A704515S0v06) | 12 | 16 | RT | YES | 1 site->1 villages(0674) | 11.6 | 131.6 | 251.6 | 65
Lot n°38_0676 | Lot N°38 | Lot N°38(19 Localités) | HUAWEI | Nokia | Bouira | Kadiria | Village Beni Maanede | Djezzy | 36.5133 | 3.6725 | 620 |  | New | yh_0676_rf | 1 | 36.5168 | 3.6723 | Macro 900 3 sectors |  | 900M_S222@GSM_S111@LTE | Directional (A704516R0v06) | 12 | 16 | RT | YES | 1 site->1 villages(0676) | 117.2 | 176.7 | 239.9 | 390
Lot n°38_0677 | Lot N°38 | Lot N°38(19 Localités) | HUAWEI | Nokia | Bouira | Kadiria | Village Ouled Laalam | Djezzy | 36.5222 | 3.6485 | 745 |  | New | lyhR4_900462_P745 | 1 | 36.5158 | 3.6414 | Macro 2100 3 sectors |  | 2100M_S111@UMTS_S111@LTE | Directional (A264518R0v06) | 30 | 28 | GF | YES | 1 site->1 villages(0677) | 354.7 | 55.1 | 304.3 | 951
Lot n°38_0678 | Lot N°38 | Lot N°38(19 Localités) | HUAWEI | Nokia | Bouira | Kadiria | Village Ain Oualbane | Djezzy | 36.4766 | 3.6782 | 446 |  | New | site3011 | 3 | 36.4759 | 3.654 | Macro 900 3 sectors |  | 900M_S222@GSM_S111@LTE | Directional (A704516R0v06) | 30 | 28 | GF | YES | 1 site->3 villages(0678/0679/0680) | 314.9 | 80.4 | 189.3 | 2169
Lot n°38_0679 | Lot N°38 | Lot N°38(19 Localités) | HUAWEI | Nokia | Bouira | Kadiria | Village Oualbane EL Olia | Djezzy | 36.477 | 3.6623 | 475 |  | New | site3011 | 3 | 36.4759 | 3.654 | Macro 900 3 sectors |  | 900M_S222@GSM_S111@LTE | Directional (A704516R0v06) | 30 | 28 | GF | YES | 1 site->3 villages(0678/0679/0680) | 314.9 | 80.4 | 189.3 | 751
Lot n°38_0680 | Lot N°38 | Lot N°38(19 Localités) | HUAWEI | Nokia | Bouira | Kadiria | Village Ouled EL Abed | Djezzy | 36.4743 | 3.6537 | 200 |  | New | site3011 | 3 | 36.4759 | 3.654 | Macro 900 3 sectors |  | 900M_S222@GSM_S111@LTE | Directional (A704516R0v06) | 30 | 28 | GF | YES | 1 site->3 villages(0678/0679/0680) | 314.9 | 80.4 | 189.3 | 174
Lot n°39_0681 | Lot N°39 | Lot N°39 (19 Localités) | HUAWEI | Nokia | Bouira | Lakhdaria | Talailef | Djezzy | 36.5637 | 3.5526 | 200 |  | New | lyhR4_900467_P200 | 1 | 36.5648 | 3.5613 | RuralStar |  | RuralStar 900M_O2@GSM_O1@LTE | OMNI( A70VP1100v06) | 12 | 16 | RT | YES | 1 site->1 villages(0681) | 0 |  |  | 783
Lot n°39_0684 | Lot N°39 | Lot N°39 (19 Localités) | HUAWEI | Nokia | Bouira | Maala | Bericha | Djezzy | 36.5186 | 3.5742 | 335 |  | New | lyhR4_900465_P664 | 1 | 36.5192 | 3.574 | RuralLink |  | RuralLink 900M_O2@GSM_S111@LTE | Directional (A704515S0v06) | 12 | 16 | RT | YES | 1 site->1 villages(0684) | 107.8 | 227.8 | 347.8 | 70
Lot n°39_0685 | Lot N°39 | Lot N°39 (19 Localités) | HUAWEI | Nokia | Bouira | Maala | Boukhazem | Djezzy | 36.4656 | 3.5719 | 197 |  | New | ql12 | 1 | 36.4612 | 3.5719 | RuralStar |  | RuralStar 900M_O2@GSM_O1@LTE | OMNI( A70VP1100v06) | 12 | 16 | RT | YES | 1 site->1 villages(0685) | 0 |  |  | 483
Lot n°39_0686 | Lot N°39 | Lot N°39 (19 Localités) | HUAWEI | Nokia | Bouira | Maala | Bouguezine | Djezzy | 36.5182 | 3.5217 | 329 |  | New | lyhR4_902052_P329 | 1 | 36.5149 | 3.52 | RuralLink |  | RuralLink 900M_O2@GSM_S111@LTE | Directional (A704515S0v06) | 12 | 16 | RT | YES | 1 site->1 villages(0686) | 43.5 | 163.5 | 283.5 | 404
Lot n°39_0687 | Lot N°39 | Lot N°39 (19 Localités) | HUAWEI | Nokia | Bouira | Maala | El Kherba | Djezzy | 36.4914 | 3.6201 | 319 |  | New | yh_0687_rf | 1 | 36.4893 | 3.6118 | RuralLink |  | RuralLink 900M_O2@GSM_S111@LTE | Directional (A704515S0v06) | 12 | 16 | RT | YES | 1 site->1 villages(0687) | 97.1 | 217.1 | 337.1 | 782
Lot n°39_0688 | Lot N°39 | Lot N°39 (19 Localités) | HUAWEI | Nokia | Bouira | Maamora | Ouled Si Daoud | Djezzy | 35.9994 | 3.6115 | 360 |  | New | lyh1260 | 1 | 35.9994 | 3.6131 | RuralLink |  | RuralLink 900M_O2@GSM_S111@LTE | Directional (A704515S0v06) | 12 | 16 | RT | YES | 1 site->1 villages(0688) | 4.1 | 124.1 | 244.1 | 148
Lot n°39_0689 | Lot N°39 | Lot N°39 (19 Localités) | HUAWEI | Nokia | Bouira | Maamora | Dheraa Labiadh | Djezzy | 36.0361 | 3.6073 | 400 |  | New | yh_0689_rf | 1 | 36.0383 | 3.607 | RuralLink |  | RuralLink 900M_O2@GSM_S111@LTE | Directional (A704515S0v06) | 12 | 16 | RT | YES | 1 site->1 villages(0689) | 40.4 | 160.4 | 280.4 | 238
Lot n°39_0690 | Lot N°39 | Lot N°39 (19 Localités) | HUAWEI | Nokia | Bouira | Maamora | Seddiki A Dardaria | Djezzy | 36.0463 | 3.5705 | 150 |  | New | yh_0690_rf | 1 | 36.0452 | 3.5712 | RuralStar |  | RuralStar 900M_O2@GSM_O1@LTE | OMNI( A70VP1100v06) | 12 | 16 | RT | YES | 1 site->1 villages(0690) | 0 |  |  | 132
Lot n°39_0691 | Lot N°39 | Lot N°39 (19 Localités) | HUAWEI | Nokia | Bouira | Maamora | Meraighia | Djezzy | 35.9888 | 3.5791 | 500 |  | New | yh_0691_rf | 1 | 35.9877 | 3.5834 | RuralLink |  | RuralLink 900M_O2@GSM_S111@LTE | Directional (A704515S0v06) | 12 | 16 | RT | YES | 1 site->1 villages(0691) | 31.3 | 151.3 | 271.3 | 404
Lot n°39_0695 | Lot N°39 | Lot N°39 (19 Localités) | HUAWEI | Nokia | Bouira | Mezdour | EL Chouiriatte | Djezzy | 36.103 | 4.0958 | 472 |  | New | lyh_R4_900117_P1406 | 1 | 36.1035 | 4.0984 | RuralLink |  | RuralLink 900M_O2@GSM_S111@LTE | Directional (A704515S0v06) | 12 | 16 | RT | YES | 1 site->1 villages(0695) | 5.4 | 125.4 | 245.4 | 239
Lot n°39_0696 | Lot N°39 | Lot N°39 (19 Localités) | HUAWEI | Nokia | Bouira | Mezdour | Village Kachama | Djezzy | 36.0579 | 4.0691 | 2000 |  | New | lyh_R4_900473_P2000 | 2 | 36.0633 | 4.0668 | Macro 900 3 sectors |  | 900M_S222@GSM_S111@LTE | Directional (A704516R0v06) | 30 | 28 | GF | YES | 1 site->2 villages(0696/0697) | 55.1 | 160.9 | 309.2 | 631
Lot n°39_0697 | Lot N°39 | Lot N°39 (19 Localités) | HUAWEI | Nokia | Bouira | Mezdour | Village El Khoualef | Djezzy | 36.075 | 4.0491 | 1000 |  | New | lyh_R4_900473_P2000 | 2 | 36.0633 | 4.0668 | Macro 900 3 sectors |  | 900M_S222@GSM_S111@LTE | Directional (A704516R0v06) | 30 | 28 | GF | YES | 1 site->2 villages(0696/0697) | 55.1 | 160.9 | 309.2 | 2052
Lot n°39_0698 | Lot N°39 | Lot N°39 (19 Localités) | HUAWEI | Nokia | Bouira | Mezdour | Village El Ounas | Djezzy | 36.0793 | 4.0262 | 1850 |  | New | yh_0698_rf | 1 | 36.0776 | 4.0304 | Macro 2100 3 sectors |  | 2100M_S111@UMTS_S111@LTE | Directional (A264518R0v06) | 12 | 16 | RT | YES | 1 site->1 villages(0698) | 11.6 | 263 | 317.1 | 415
Lot n°53_0914 | Lot N°53 | Lot N°53(12localités) | HUAWEI | Nokia | Tizi Ouzou | Mechtras | Aghatsou | Djezzy | 36.5643 | 4.0067 | 311 |  | New | lc_site150 | 1 | 36.5607 | 4.0102 | RuralLink |  | RuralLink 900M_O2@GSM_S111@LTE | Directional (A704515S0v06) | 12 | 16 | RT | YES | 1 site->1 villages(0914) | 101.3 | 221.3 | 341.3 | 506
Lot n°53_0916 | Lot N°53 | Lot N°53(12localités) | HUAWEI | Nokia | Tizi Ouzou | Mizrana | Athouri | Djezzy | 36.8733 | 4.0963 | 322 |  | New | ql03 | 2 | 36.8692 | 4.0979 | Macro 900 3 sectors |  | 900M_S222@GSM_S111@LTE | Directional (A704516R0v06) | 24 | 22 | GF | YES | 1 site->2 villages(0916/0917) | 342.8 | 86.2 | 214.5 | 478
Lot n°53_0917 | Lot N°53 | Lot N°53(12localités) | HUAWEI | Nokia | Tizi Ouzou | Mizrana | Sahel | Djezzy | 36.8704 | 4.1203 | 304 |  | New | ql03 | 2 | 36.8692 | 4.0979 | Macro 900 3 sectors |  | 900M_S222@GSM_S111@LTE | Directional (A704516R0v06) | 24 | 22 | GF | YES | 1 site->2 villages(0916/0917) | 342.8 | 86.2 | 214.5 | 2003
Lot n°53_0918 | Lot N°53 | Lot N°53(12localités) | HUAWEI | Nokia | Tizi Ouzou | M'kira | Imlikchene | Djezzy | 36.6326 | 3.8231 | 1120 |  | New | lc_site154 | 1 | 36.64 | 3.8192 | Macro 2100 3 sectors |  | 2100M_S111@UMTS_S111@LTE | Directional (A264518R0v06) | 12 | 16 | RT | YES | 1 site->1 villages(0918) | 52.3 | 149.4 | 204.1 | 894
Lot n°53_0919 | Lot N°53 | Lot N°53(12localités) | HUAWEI | Nokia | Tizi Ouzou | Tadmaït | Ait Ouarzedine | Djezzy | 36.7224 | 3.9133 | 587 |  | New | lc_site155 | 1 | 36.724 | 3.9145 | RuralLink |  | RuralLink 900M_O2@GSM_S111@LTE | Directional (A704515S0v06) | 12 | 16 | RT | YES | 1 site->1 villages(0919) | 111.6 | 231.6 | 351.6 | 199
Lot n°53_0920 | Lot N°53 | Lot N°53(12localités) | HUAWEI | Nokia | Tizi Ouzou | Tizi Ghenif | Taachacht | Djezzy | 36.5828 | 3.7501 | 600 |  | New | lc_site156 | 3 | 36.5766 | 3.7527 | Macro 900 3 sectors |  | 900M_S222@GSM_S111@LTE | Directional (A704516R0v06) | 24 | 22 | GF | YES | 1 site->3 villages(0920/0922/0924) | 341.5 | 132.9 | 28.4 | 727
Lot n°53_0921 | Lot N°53 | Lot N°53(12localités) | HUAWEI | Nokia | Tizi Ouzou | Tizi Ghenif | Begas | Djezzy | 36.5741 | 3.7309 | 670 |  | New | lc_site157 | 2 | 36.574 | 3.7309 | Macro 900 3 sectors |  | 900M_S222@GSM_S111@LTE | Directional (A704516R0v06) | 9 | 13 | RT | YES | 1 site->2 villages(0921/0923) | 355.6 | 115.6 | 235.6 | 15
Lot n°53_0922 | Lot N°53 | Lot N°53(12localités) | HUAWEI | Nokia | Tizi Ouzou | Tizi Ghenif | Chabane | Djezzy | 36.5836 | 3.7574 | 804 |  | New | lc_site156 | 3 | 36.5766 | 3.7527 | Macro 900 3 sectors |  | 900M_S222@GSM_S111@LTE | Directional (A704516R0v06) | 24 | 22 | GF | YES | 1 site->3 villages(0920/0922/0924) | 341.5 | 132.9 | 28.4 | 886
Lot n°53_0923 | Lot N°53 | Lot N°53(12localités) | HUAWEI | Nokia | Tizi Ouzou | Tizi Ghenif | Tazekrit | Djezzy | 36.5828 | 3.7347 | 915 |  | New | lc_site157 | 2 | 36.574 | 3.7309 | Macro 900 3 sectors |  | 900M_S222@GSM_S111@LTE | Directional (A704516R0v06) | 9 | 13 | RT | YES | 1 site->2 villages(0921/0923) | 355.6 | 115.6 | 235.6 | 1038
Lot n°53_0924 | Lot N°53 | Lot N°53(12localités) | HUAWEI | Nokia | Tizi Ouzou | Tizi Ghenif | Babor | Djezzy | 36.5732 | 3.7573 | 326 |  | New | lc_site156 | 3 | 36.5766 | 3.7527 | Macro 900 3 sectors |  | 900M_S222@GSM_S111@LTE | Directional (A704516R0v06) | 24 | 22 | GF | YES | 1 site->3 villages(0920/0922/0924) | 341.5 | 132.9 | 28.4 | 557
Lot n°54_0926 | Lot N°54 | Lot N°54(11 Localités) | HUAWEI | Nokia | Tizi Ouzou | Aïn El Hammam | Ait El Djoudi | Djezzy | 36.5947 | 4.2688 | 306 |  | New | lc_site162 | 1 | 36.5971 | 4.2603 | RuralLink |  | RuralLink 900M_O2@GSM_S111@LTE | Directional (A704515S0v06) | 12 | 16 | RT | YES | 1 site->1 villages(0926) | 69.6 | 189.6 | 309.6 | 804
Lot n°54_0927 | Lot N°54 | Lot N°54(11 Localités) | HUAWEI | Nokia | Tizi Ouzou | Aït Chaffaa | Ibdassen | Djezzy | 36.8062 | 4.5053 | 331 |  | New | lc_site163 | 1 | 36.8032 | 4.5056 | RuralLink |  | RuralLink 900M_O2@GSM_S111@LTE | Directional (A704515S0v06) | 30 | 28 | GF | YES | 1 site->1 villages(0927) | 70.3 | 190.3 | 310.3 | 335
Lot n°54_0931 | Lot N°54 | Lot N°54(11 Localités) | HUAWEI | Nokia | Tizi Ouzou | Assi Youcef | Timsifth | Djezzy | 36.517 | 4.0273 | 757 |  | New | yh_0931_rf | 1 | 36.5083 | 4.0187 | Macro 2100 3 sectors |  | 2100M_S111@UMTS_S111@LTE | Directional (A264518R0v06) | 6 | 10 | RT | YES | 1 site->1 villages(0931) | 283 |  |  | 1233
Lot n°54_0932 | Lot N°54 | Lot N°54(11 Localités) | HUAWEI | Nokia | Tizi Ouzou | Béni Ziki | Boukhiar Haut | Djezzy | 36.5776 | 4.5158 | 310 |  | New | lc_site168 | 1 | 36.58 | 4.5237 | RuralLink |  | RuralLink 900M_O2@GSM_S111@LTE | Directional (A704515S0v06) | 12 | 16 | RT | YES | 1 site->1 villages(0932) | 13.4 | 133.4 | 253.4 | 751
Lot n°54_0935 | Lot N°54 | Lot N°54(11 Localités) | HUAWEI | Nokia | Tizi Ouzou | Maatka | Ighil Bouadhou | Djezzy | 36.5793 | 3.9576 | 870 |  | New | lc_site171 | 2 | 36.5861 | 3.9683 | Macro 900 3 sectors |  | 900M_S222@GSM_S111@LTE | Directional (A704516R0v06) | 12 | 16 | RT | YES | 1 site->2 villages(0935/0936) | 328.4 | 88.4 | 208.4 | 1220
Lot n°54_0936 | Lot N°54 | Lot N°54(11 Localités) | HUAWEI | Nokia | Tizi Ouzou | Maatka | Ighil Kaci Ouali | Djezzy | 36.5799 | 3.9642 | 753 |  | New | lc_site171 | 2 | 36.5861 | 3.9683 | Macro 900 3 sectors |  | 900M_S222@GSM_S111@LTE | Directional (A704516R0v06) | 12 | 16 | RT | YES | 1 site->2 villages(0935/0936) | 328.4 | 88.4 | 208.4 | 784
Lot n°65_1119 | Lot N°65 | Lot N°65(19 Localités) | HUAWEI | Nokia | Jijel | Chekfa | Briri | Djezzy | 36.7368 | 5.9776 | 100 |  | New | yh_1119_1122_rf | 2 | 36.7449 | 5.9734 | Macro 900 3 sectors |  | 900M_S222@GSM_S111@LTE | Directional (A704516R0v06) | 9 | 13 | RT | YES | 1 site->2 villages(1119/1122) | 310.5 | 103.6 | 157.5 | 970
Lot n°65_1120 | Lot N°65 | Lot N°65(19 Localités) | HUAWEI | Nokia | Jijel | Chekfa | Berkas | Djezzy | 36.7399 | 5.9983 | 148 |  | New | yh_1120_rf | 1 | 36.7409 | 5.9966 | RuralStar |  | RuralStar 900M_O2@GSM_O1@LTE | OMNI( A70VP1100v06) | 6 | 10 | RT | YES | 1 site->1 villages(1120) | 0 |  |  | 186
Lot n°65_1121 | Lot N°65 | Lot N°65(19 Localités) | HUAWEI | Nokia | Jijel | Chekfa | Timlouka | Djezzy | 36.7136 | 5.9733 | 238 |  | New | yh_1121_rf | 1 | 36.712 | 5.9795 | RuralStar |  | RuralStar 900M_O2@GSM_O1@LTE | OMNI( A70VP1100v06) | 30 | 28 | GF | YES | 1 site->1 villages(1121) | 0 |  |  | 575
Lot n°65_1122 | Lot N°65 | Lot N°65(19 Localités) | HUAWEI | Nokia | Jijel | Chekfa | Ahlala | Djezzy | 36.7435 | 5.9805 | 100 |  | New | yh_1119_1122_rf | 2 | 36.7449 | 5.9734 | Macro 900 3 sectors |  | 900M_S222@GSM_S111@LTE | Directional (A704516R0v06) | 9 | 13 | RT | YES | 1 site->2 villages(1119/1122) | 310.5 | 103.6 | 157.5 | 652
Lot n°65_1123 | Lot N°65 | Lot N°65(19 Localités) | HUAWEI | Nokia | Jijel | Chekfa | Ghebbala | Djezzy | 36.712 | 5.9847 | 52 |  | New | yh_1123_rf | 1 | 36.7157 | 5.9935 | RuralStar |  | RuralStar 900M_O2@GSM_O1@LTE | OMNI( A70VP1100v06) | 30 | 28 | GF | YES | 1 site->1 villages(1123) | 0 |  |  | 891
Lot n°65_1124 | Lot N°65 | Lot N°65(19 Localités) | HUAWEI | Nokia | Jijel | Djemaa Béni Habibi | Tisbilane | Djezzy | 36.7888 | 6.0762 | 236 |  | New | Site3008 | 3 | 36.785 | 6.0526 | Macro 900 3 sectors |  | 900M_S222@GSM_S111@LTE | Directional (A704516R0v06) | 24 | 22 | GF | YES | 1 site->3 villages(1124/1125/1127) | 54.2 | 110.4 | 262.3 | 2141
Lot n°65_1125 | Lot N°65 | Lot N°65(19 Localités) | HUAWEI | Nokia | Jijel | Djemaa Béni Habibi | Ouled Fateh | Djezzy | 36.7773 | 6.0788 | 427 |  | New | Site3008 | 3 | 36.785 | 6.0526 | Macro 900 3 sectors |  | 900M_S222@GSM_S111@LTE | Directional (A704516R0v06) | 24 | 22 | GF | YES | 1 site->3 villages(1124/1125/1127) | 54.2 | 110.4 | 262.3 | 2482
Lot n°65_1126 | Lot N°65 | Lot N°65(19 Localités) | HUAWEI | Nokia | Jijel | Djemaa Béni Habibi | Zrifa | Djezzy | 36.7815 | 6.1009 | 444 |  | New | Site3008_3 | 1 | 36.7812 | 6.1027 | RuralLink |  | RuralLink 900M_O2@GSM_S111@LTE | Directional (A704515S0v06) | 12 | 16 | RT | YES | 1 site->1 villages(1126) | 76 | 196 | 316 | 168
Lot n°65_1127 | Lot N°65 | Lot N°65(19 Localités) | HUAWEI | Nokia | Jijel | Djemaa Béni Habibi | El Tayana | Djezzy | 36.7884 | 6.0585 | 300 |  | New | Site3008 | 3 | 36.785 | 6.0526 | Macro 900 3 sectors |  | 900M_S222@GSM_S111@LTE | Directional (A704516R0v06) | 24 | 22 | GF | YES | 1 site->3 villages(1124/1125/1127) | 54.2 | 110.4 | 262.3 | 639
Lot n°65_1128 | Lot N°65 | Lot N°65(19 Localités) | HUAWEI | Nokia | Jijel | Djemaa Béni Habibi | Tadjoust | Djezzy | 36.8031 | 6.0738 | 800 |  | New | Site3008_2 | 2 | 36.8031 | 6.0768 | Macro 900 3 sectors |  | 900M_S222@GSM_S111@LTE | Directional (A704516R0v06) | 12 | 16 | RT | YES | 1 site->2 villages(1128/1129) | 73.4 | 171.7 | 270 | 269
Lot n°65_1129 | Lot N°65 | Lot N°65(19 Localités) | HUAWEI | Nokia | Jijel | Djemaa Béni Habibi | Mecheta Bouamar | Djezzy | 36.8069 | 6.0925 | 950 |  | New | Site3008_2 | 2 | 36.8031 | 6.0768 | Macro 900 3 sectors |  | 900M_S222@GSM_S111@LTE | Directional (A704516R0v06) | 12 | 16 | RT | YES | 1 site->2 villages(1128/1129) | 73.4 | 171.7 | 270 | 1454
Lot n°65_1130 | Lot N°65 | Lot N°65(19 Localités) | HUAWEI | Nokia | Jijel | El Milia | El Maassar | Djezzy | 36.8363 | 6.2526 | 100 |  | New | yh_1130_rf | 1 | 36.834 | 6.253 | RuralStar |  | RuralStar 900M_O2@GSM_O1@LTE | OMNI( A70VP1100v06) | 30 | 28 | GF | YES | 1 site->1 villages(1130) | 0 |  |  | 250
Lot n°65_1131 | Lot N°65 | Lot N°65(19 Localités) | HUAWEI | Nokia | Jijel | El Milia | El Guessaf | Djezzy | 36.6905 | 6.2609 | 700 |  | New | yh_1131_rf | 1 | 36.6905 | 6.2597 | Macro 900 3 sectors |  | 900M_S222@GSM_S111@LTE | Directional (A704516R0v06) | 6 | 10 | RT | YES | 1 site->1 villages(1131) | 50.1 | 99.3 | 148.7 | 110
Lot n°65_1132 | Lot N°65 | Lot N°65(19 Localités) | HUAWEI | Nokia | Jijel | El Milia | Ouled Anane | Djezzy | 36.7846 | 6.2905 | 982 |  | New | yh_1132_rf | 1 | 36.7772 | 6.2876 | Macro 2100 3 sectors |  | 2100M_S111@UMTS_S111@LTE | Directional (A264518R0v06) | 6 | 10 | RT | YES | 1 site->1 villages(1132) | 25.1 | 143.8 | 339.5 | 872
Lot n°65_1133 | Lot N°65 | Lot N°65(19 Localités) | HUAWEI | Nokia | Jijel | El Milia | Ouled Arbi | Djezzy | 36.8207 | 6.3062 | 1046 |  | New | yh_1133_rf | 1 | 36.818 | 6.3125 | Macro 2100 3 sectors |  | 2100M_S111@UMTS_S111@LTE | Directional (A264518R0v06) | 6 | 10 | RT | YES | 1 site->1 villages(1133) | 6.5 | 89.9 | 283.2 | 638
Lot n°65_1134 | Lot N°65 | Lot N°65(19 Localités) | HUAWEI | Nokia | Jijel | El Milia | Al Aatka | Djezzy | 36.7764 | 6.3338 | 1300 |  | New | yh_1134_rf | 1 | 36.778 | 6.3374 | Macro 2100 3 sectors |  | 2100M_S111@UMTS_S111@LTE | Directional (A264518R0v06) | 6 | 10 | RT | YES | 1 site->1 villages(1134) | 7.5 | 166.3 | 215.4 | 370
Lot n°65_1135 | Lot N°65 | Lot N°65(19 Localités) | HUAWEI | Nokia | Jijel | Emir Abdelkader | Azaouane | Djezzy | 36.7302 | 5.8668 | 800 |  | New | lyhR4_900014_P800 | 1 | 36.7304 | 5.8672 | Macro 2100 3 sectors |  | 2100M_S111@UMTS_S111@LTE | Directional (A264518R0v06) | 12 | 16 | RT | YES | 1 site->1 villages(1135) | 31.7 | 88.3 | 291.7 | 44
Lot n°65_1136 | Lot N°65 | Lot N°65(19 Localités) | HUAWEI | Nokia | Jijel | El Ançer | Ouled Chbana | Djezzy | 36.7374 | 6.1175 | 231 |  | New | yh_1136_1162_gf | 2 | 36.7353 | 6.0982 | Macro 900 3 sectors |  | 900M_S222@GSM_S111@LTE | Directional (A704516R0v06) | 30 | 28 | GF | YES | 1 site->2 villages(1136/1162) | 82.2 | 138.6 | 290.4 | 1736
Lot n°65_1137 | Lot N°65 | Lot N°65(19 Localités) | HUAWEI | Nokia | Jijel | El Ançer | Akherrat | Djezzy | 36.7538 | 6.1117 | 250 |  | New | yh_1137_rf | 1 | 36.7552 | 6.1125 | RuralLink |  | RuralLink 900M_O2@GSM_S111@LTE | Directional (A704515S0v06) | 6 | 10 | RT | YES | 1 site->1 villages(1137) | 98.2 | 218.2 | 338.2 | 176
Lot n°66_1139 | Lot N°66 | Lot N°66(19 Localités) | HUAWEI | Nokia | Jijel | Bordj Taher | Tagherast | Djezzy | 36.6989 | 6.0415 | 654 |  | New | yh_1139_rf | 1 | 36.6945 | 6.0421 | Macro 900 3 sectors |  | 900M_S222@GSM_S111@LTE | Directional (A704516R0v06) | 6 | 10 | RT | YES | 1 site->1 villages(1139) | 354.8 | 205.1 | 308.8 | 491
Lot n°66_1140 | Lot N°66 | Lot N°66(19 Localités) | HUAWEI | Nokia | Jijel | Bordj Taher | El Ouadia | Djezzy | 36.7411 | 6.0529 | 120 |  | New | yh_1142_rf | 2 | 36.7295 | 6.04 | Macro 900 3 sectors |  | 900M_S222@GSM_S111@LTE | Directional (A704516R0v06) | 6 | 10 | RT | YES | 1 site->2 villages(1140/1142) | 41.6 | 219.5 | 310.5 | 1729
Lot n°66_1141 | Lot N°66 | Lot N°66(19 Localités) | HUAWEI | Nokia | Jijel | Bordj Taher | El Chouf | Djezzy | 36.7634 | 6.0178 | 100 |  | New | lyh66_1141 | 1 | 36.762 | 6.018 | RuralStar |  | RuralStar 900M_O2@GSM_O1@LTE | OMNI( A70VP1100v06) | 6 | 10 | RT | YES | 1 site->1 villages(1141) | 0 |  |  | 152
Lot n°66_1142 | Lot N°66 | Lot N°66(19 Localités) | HUAWEI | Nokia | Jijel | Bordj Taher | Acharrar | Djezzy | 36.7254 | 6.0358 | 504 |  | New | yh_1142_rf | 2 | 36.7295 | 6.04 | Macro 900 3 sectors |  | 900M_S222@GSM_S111@LTE | Directional (A704516R0v06) | 6 | 10 | RT | YES | 1 site->2 villages(1140/1142) | 41.6 | 219.5 | 310.5 | 592
Lot n°66_1143 | Lot N°66 | Lot N°66(19 Localités) | HUAWEI | Nokia | Jijel | Boudria Béni Yadjis | Mrada | Djezzy | 36.573 | 5.7983 | 396 |  | New | LY66_1143 | 1 | 36.5715 | 5.7972 | RuralLink |  | RuralLink 900M_O2@GSM_S111@LTE | Directional (A704515S0v06) | 12 | 16 | RT | YES | 1 site->1 villages(1143) | 23.6 | 143.6 | 263.6 | 200
Lot n°66_1144 | Lot N°66 | Lot N°66(19 Localités) | HUAWEI | Nokia | Jijel | Boudria Béni Yadjis | Tamantout | Djezzy | 36.5567 | 5.8294 | 666 |  | New | lyhR4_902341_P396 | 2 | 36.5552 | 5.8331 | Macro 900 3 sectors |  | 900M_S222@GSM_S111@LTE | Directional (A704516R0v06) | 30 | 28 | GF | YES | 1 site->2 villages(1144/1145) | 57.9 | 177.9 | 297.9 | 370
Lot n°66_1145 | Lot N°66 | Lot N°66(19 Localités) | HUAWEI | Nokia | Jijel | Boudria Béni Yadjis | Laachache | Djezzy | 36.5678 | 5.8162 | 1131 |  | New | lyhR4_902341_P396 | 2 | 36.5552 | 5.8331 | Macro 900 3 sectors |  | 900M_S222@GSM_S111@LTE | Directional (A704516R0v06) | 30 | 28 | GF | YES | 1 site->2 villages(1144/1145) | 57.9 | 177.9 | 297.9 | 2057
Lot n°66_1147 | Lot N°66 | Lot N°66(19 Localités) | HUAWEI | Nokia | Jijel | Boudria Béni Yadjis | Boudjouada | Djezzy | 36.6098 | 5.7383 | 300 |  | New | site3004 | 2 | 36.6222 | 5.7191 | Macro 900 3 sectors |  | 900M_S222@GSM_S111@LTE | Directional (A704516R0v06) | 24 | 22 | GF | YES | 1 site->2 villages(1147/1227) | 341.4 | 128.8 | 194 | 2199
Lot n°66_1149 | Lot N°66 | Lot N°66(19 Localités) | HUAWEI | Nokia | Jijel | Boussif Ouled Askeur | Ouled Arbi | Djezzy | 36.6568 | 6.0081 | 167 |  | New | yh_1149_rf | 1 | 36.6587 | 6.0092 | RuralStar |  | RuralStar 900M_O2@GSM_O1@LTE | OMNI( A70VP1100v06) | 6 | 10 | RT | YES | 1 site->1 villages(1149) | 0 |  |  | 231
Lot n°66_1150 | Lot N°66 | Lot N°66(19 Localités) | HUAWEI | Nokia | Jijel | Boussif Ouled Askeur | Ouled Khaled | Djezzy | 36.6237 | 6.0259 | 374 |  | New | yh_1150_rf | 1 | 36.6207 | 6.0282 | RuralLink |  | RuralLink 900M_O2@GSM_S111@LTE | Directional (A704515S0v06) | 30 | 28 | GF | YES | 1 site->1 villages(1150) | 118.2 | 238.2 | 358.2 | 391
Lot n°66_1151 | Lot N°66 | Lot N°66(19 Localités) | HUAWEI | Nokia | Jijel | Boussif Ouled Askeur | Ras Ezzane | Djezzy | 36.6106 | 6.0814 | 596 |  | New | yh_1151_1152_rf | 2 | 36.6189 | 6.0905 | Macro 900 3 sectors |  | 900M_S222@GSM_S111@LTE | Directional (A704516R0v06) | 30 | 28 | GF | YES | 1 site->2 villages(1151/1152) | 1.1 | 141 | 221.3 | 1231
Lot n°66_1152 | Lot N°66 | Lot N°66(19 Localités) | HUAWEI | Nokia | Jijel | Boussif Ouled Askeur | Kaa Ezzane | Djezzy | 36.608 | 6.1016 | 962 |  | New | yh_1151_1152_rf | 2 | 36.6189 | 6.0905 | Macro 900 3 sectors |  | 900M_S222@GSM_S111@LTE | Directional (A704516R0v06) | 30 | 28 | GF | YES | 1 site->2 villages(1151/1152) | 1.1 | 141 | 221.3 | 1569
Lot n°66_1153 | Lot N°66 | Lot N°66(19 Localités) | HUAWEI | Nokia | Jijel | Chahana | Bouafroun | Djezzy | 36.6863 | 5.9171 | 184 |  | New | yh_1153_rf | 1 | 36.6906 | 5.909 | RuralStar |  | RuralStar 900M_O2@GSM_O1@LTE | OMNI( A70VP1100v06) | 6 | 10 | RT | YES | 1 site->1 villages(1153) | 0 |  |  | 868
Lot n°66_1154 | Lot N°66 | Lot N°66(19 Localités) | HUAWEI | Nokia | Jijel | Chahana | Aydalen | Djezzy | 36.6374 | 5.9565 | 61 |  | New | yh_1154_rf | 1 | 36.6321 | 5.9516 | RuralStar |  | RuralStar 900M_O2@GSM_O1@LTE | OMNI( A70VP1100v06) | 12 | 16 | RT | YES | 1 site->1 villages(1154) | 0 |  |  | 742
Lot n°66_1155 | Lot N°66 | Lot N°66(19 Localités) | HUAWEI | Nokia | Jijel | Chahana | Dar Oum Saad | Djezzy | 36.6883 | 5.9487 | 132 |  | New | yh_1155_rf | 1 | 36.6863 | 5.9481 | RuralStar |  | RuralStar 900M_O2@GSM_O1@LTE | OMNI( A70VP1100v06) | 30 | 28 | GF | YES | 1 site->1 villages(1155) | 0 |  |  | 235
Lot n°66_1156 | Lot N°66 | Lot N°66(19 Localités) | HUAWEI | Nokia | Jijel | Chahana | Ouled Saada | Djezzy | 36.6251 | 5.9798 | 350 |  | New | yh_1156_rf | 1 | 36.6188 | 5.9767 | RuralLink |  | RuralLink 900M_O2@GSM_S111@LTE | Directional (A704515S0v06) | 6 | 10 | RT | YES | 1 site->1 villages(1156) | 18.4 | 138.4 | 258.4 | 751
Lot n°67_1157 | Lot N°67 | Lot N°67(19 Localités) | HUAWEI | Nokia | Jijel | Djimla | Anefchi | Djezzy | 36.5701 | 5.8639 | 403 |  | New | lyhR4_902312_P403 | 1 | 36.5689 | 5.8619 | RuralLink |  | RuralLink 900M_O2@GSM_S111@LTE | Directional (A704515S0v06) | 12 | 16 | RT | YES | 1 site->1 villages(1157) | 23.8 | 143.8 | 263.8 | 223
Lot n°67_1158 | Lot N°67 | Lot N°67(19 Localités) | HUAWEI | Nokia | Jijel | Djimla | El Kbibat | Djezzy | 36.5673 | 5.8709 | 962 |  | New | lyhR4_900505_P1931 | 1 | 36.5717 | 5.8776 | Macro 2100 3 sectors |  | 2100M_S111@UMTS_S111@LTE | Directional (A264518R0v06) | 12 | 16 | RT | YES | 1 site->1 villages(1158) | 330 | 235.6 | 285 | 775
Lot n°67_1160 | Lot N°67 | Lot N°67(19 Localités) | HUAWEI | Nokia | Jijel | Djimla | Fdoules | Djezzy | 36.5661 | 5.9379 | 1019 |  | New | yh_1160_rf | 1 | 36.564 | 5.9356 | Macro 2100 3 sectors |  | 2100M_S111@UMTS_S111@LTE | Directional (A264518R0v06) | 6 | 10 | RT | YES | 1 site->1 villages(1160) | 42.3 | 136.7 | 354.4 | 309
Lot n°67_1161 | Lot N°67 | Lot N°67(19 Localités) | HUAWEI | Nokia | Jijel | Bouraoui Belhadef | Sidi Ouanis | Djezzy | 36.673 | 6.0646 | 350 |  | New | yh_1161_rf | 1 | 36.6723 | 6.063 | RuralLink |  | RuralLink 900M_O2@GSM_S111@LTE | Directional (A704515S0v06) | 6 | 10 | RT | YES | 1 site->1 villages(1161) | 39.7 | 159.7 | 279.7 | 162
Lot n°67_1162 | Lot N°67 | Lot N°67(19 Localités) | HUAWEI | Nokia | Jijel | Bouraoui Belhadef | El Nator | Djezzy | 36.733 | 6.1007 | 400 |  | New | yh_1136_1162_gf | 2 | 36.7353 | 6.0982 | Macro 900 3 sectors |  | 900M_S222@GSM_S111@LTE | Directional (A704516R0v06) | 30 | 28 | GF | YES | 1 site->2 villages(1136/1162) | 82.2 | 138.6 | 290.4 | 338
Lot n°67_1164 | Lot N°67 | Lot N°67(19 Localités) | HUAWEI | Nokia | Jijel | El Aouana | Ain Adafal | Djezzy | 36.7543 | 5.6136 | 100 |  | New | Site3009 | 2 | 36.7492 | 5.6158 | Macro 900 3 sectors |  | 900M_S222@GSM_S111@LTE | Directional (A704516R0v06) | 30 | 28 | GF | YES | 1 site->2 villages(1164/1165) | 340.4 | 72.9 | 206.7 | 597
Lot n°67_1165 | Lot N°67 | Lot N°67(19 Localités) | HUAWEI | Nokia | Jijel | El Aouana | Dar Ben Hannache | Djezzy | 36.7535 | 5.6331 | 200 |  | New | Site3009 | 2 | 36.7492 | 5.6158 | Macro 900 3 sectors |  | 900M_S222@GSM_S111@LTE | Directional (A704516R0v06) | 30 | 28 | GF | YES | 1 site->2 villages(1164/1165) | 340.4 | 72.9 | 206.7 | 1608
Lot n°67_1166 | Lot N°67 | Lot N°67(19 Localités) | HUAWEI | Nokia | Jijel | El Aouana | El H'babcha | Djezzy | 36.7177 | 5.6276 | 400 |  | New | lyhR4_902098_P500 | 2 | 36.708 | 5.6406 | Macro 900 3 sectors |  | 900M_S222@GSM_S111@LTE | Directional (A704516R0v06) | 12 | 16 | RT | YES | 1 site->2 villages(1166/1168) | 312.8 | 91.6 | 230.5 | 1585
Lot n°67_1167 | Lot N°67 | Lot N°67(19 Localités) | HUAWEI | Nokia | Jijel | El Aouana | Hamza | Djezzy | 36.7449 | 5.6905 | 410 |  | New | lyhR4_900504_P635 | 3 | 36.7451 | 5.6902 | Macro 900 3 sectors |  | 900M_S222@GSM_S111@LTE | Directional (A704516R0v06) | 12 | 16 | RT | YES | 1 site->3 villages(1167/1170/1171) | 7 | 141.2 | 254.1 | 29
Lot n°67_1168 | Lot N°67 | Lot N°67(19 Localités) | HUAWEI | Nokia | Jijel | El Aouana | Kaa Ledjbel | Djezzy | 36.7074 | 5.6397 | 100 |  | New | lyhR4_902098_P500 | 2 | 36.708 | 5.6406 | Macro 900 3 sectors |  | 900M_S222@GSM_S111@LTE | Directional (A704516R0v06) | 12 | 16 | RT | YES | 1 site->2 villages(1166/1168) | 312.8 | 91.6 | 230.5 | 110
Lot n°67_1169 | Lot N°67 | Lot N°67(19 Localités) | HUAWEI | Nokia | Jijel | El Aouana | Beni Sekfal | Djezzy | 36.7324 | 5.6282 | 200 |  | New | lyhR4_900502_P1270 | 1 | 36.7373 | 5.6266 | RuralStar |  | RuralStar 900M_O2@GSM_O1@LTE | OMNI( A70VP1100v06) | 12 | 16 | RT | YES | 1 site->1 villages(1169) | 0 |  |  | 562
Lot n°67_1170 | Lot N°67 | Lot N°67(19 Localités) | HUAWEI | Nokia | Jijel | El Aouana | El Houreche | Djezzy | 36.7525 | 5.6914 | 60 |  | New | lyhR4_900504_P635 | 3 | 36.7451 | 5.6902 | Macro 900 3 sectors |  | 900M_S222@GSM_S111@LTE | Directional (A704516R0v06) | 12 | 16 | RT | YES | 1 site->3 villages(1167/1170/1171) | 7 | 141.2 | 254.1 | 831
Lot n°67_1171 | Lot N°67 | Lot N°67(19 Localités) | HUAWEI | Nokia | Jijel | El Aouana | Dar El Bekara | Djezzy | 36.7399 | 5.6959 | 65 |  | New | lyhR4_900504_P635 | 3 | 36.7451 | 5.6902 | Macro 900 3 sectors |  | 900M_S222@GSM_S111@LTE | Directional (A704516R0v06) | 12 | 16 | RT | YES | 1 site->3 villages(1167/1170/1171) | 7 | 141.2 | 254.1 | 766
Lot n°67_1172 | Lot N°67 | Lot N°67(19 Localités) | HUAWEI | Nokia | Jijel | El Aouana | Afouzar | Djezzy | 36.7672 | 5.591 | 59 |  | New | Site30010 | 1 | 36.7666 | 5.5929 | RuralStar |  | RuralStar 900M_O2@GSM_O1@LTE | OMNI( A70VP1100v06) | 6 | 10 | RT | YES | 1 site->1 villages(1172) | 0 |  |  | 186
Lot n°67_1173 | Lot N°67 | Lot N°67(19 Localités) | HUAWEI | Nokia | Jijel | El Aouana | Moukoufa | Djezzy | 36.7498 | 5.6569 | 120 |  | New | lyhR4_900501_P1155 | 1 | 36.75 | 5.6627 | RuralStar |  | RuralStar 900M_O2@GSM_O1@LTE | OMNI( A70VP1100v06) | 12 | 16 | RT | YES | 1 site->1 villages(1173) | 0 |  |  | 522
Lot n°67_1174 | Lot N°67 | Lot N°67(19 Localités) | HUAWEI | Nokia | Jijel | El Aouana | Bouyacoub | Djezzy | 36.7546 | 5.6051 | 150 |  | New | lyh67_1174 | 1 | 36.7546 | 5.6004 | RuralStar |  | RuralStar 900M_O2@GSM_O1@LTE | OMNI( A70VP1100v06) | 30 | 28 | GF | YES | 1 site->1 villages(1174) | 0 |  |  | 419
Lot n°67_1175 | Lot N°67 | Lot N°67(19 Localités) | HUAWEI | Nokia | Jijel | El Aouana | El Allaoucha | Djezzy | 36.7603 | 5.6836 | 100 |  | New | LY900504_P635 | 1 | 36.7586 | 5.6836 | RuralStar |  | RuralStar 900M_O2@GSM_O1@LTE | OMNI( A70VP1100v06) | 12 | 16 | RT | YES | 1 site->1 villages(1175) | 0 |  |  | 186
Lot n°68_1176 | Lot N°68 | Lot N°68(19 Localités) | HUAWEI | Nokia | Jijel | ERAGUENE SOUICI | El Gueroua | Djezzy | 36.5708 | 5.5352 | 50 |  | New | lyh_R4_900509_P50 | 1 | 36.5692 | 5.535 | RuralStar |  | RuralStar 900M_O2@GSM_O1@LTE | OMNI( A70VP1100v06) | 12 | 16 | RT | YES | 1 site->1 villages(1176) | 0 |  |  | 188
Lot n°68_1177 | Lot N°68 | Lot N°68(19 Localités) | HUAWEI | Nokia | Jijel | ERAGUENE SOUICI | Ain Lebna | Djezzy | 36.5691 | 5.6975 | 150 |  | New | lyh_R4_900510_P1000 | 1 | 36.5684 | 5.697 | RuralStar |  | RuralStar 900M_O2@GSM_O1@LTE | OMNI( A70VP1100v06) | 12 | 16 | RT | YES | 1 site->1 villages(1177) | 0 |  |  | 88
Lot n°68_1178 | Lot N°68 | Lot N°68(19 Localités) | HUAWEI | Nokia | Jijel | Erraguene | El Marsaa | Djezzy | 36.56 | 5.6514 | 850 |  | New | lyhR4_901916_P850 | 1 | 36.5614 | 5.6486 | Macro 2100 3 sectors |  | 2100M_S111@UMTS_S111@LTE | Directional (A264518R0v06) | 12 | 16 | RT | YES | 1 site->1 villages(1178) | 335.3 | 123.9 | 264.1 | 300
Lot n°68_1179 | Lot N°68 | Lot N°68(19 Localités) | HUAWEI | Nokia | Jijel | Ghebala | Dar Ahmed | Djezzy | 36.6406 | 6.4264 | 100 |  | New | yh_1179_gf | 1 | 36.6364 | 6.4292 | RuralStar |  | RuralStar 900M_O2@GSM_O1@LTE | OMNI( A70VP1100v06) | 30 | 28 | GF | YES | 1 site->1 villages(1179) | 0 |  |  | 528
Lot n°68_1180 | Lot N°68 | Lot N°68(19 Localités) | HUAWEI | Nokia | Jijel | Ghebala | Andlou | Djezzy | 36.6067 | 6.4114 | 161 |  | New | yh_1180_rf | 1 | 36.5998 | 6.4081 | RuralStar |  | RuralStar 900M_O2@GSM_O1@LTE | OMNI( A70VP1100v06) | 6 | 10 | RT | YES | 1 site->1 villages(1180) | 0 |  |  | 818
Lot n°68_1181 | Lot N°68 | Lot N°68(19 Localités) | HUAWEI | Nokia | Jijel | Ghebala | El Mayda | Djezzy | 36.5803 | 6.43 | 306 |  | New | yh_1181_rf | 1 | 36.5782 | 6.4297 | RuralLink |  | RuralLink 900M_O2@GSM_S111@LTE | Directional (A704515S0v06) | 6 | 10 | RT | YES | 1 site->1 villages(1181) | 11.6 | 131.6 | 251.6 | 235
Lot n°68_1182 | Lot N°68 | Lot N°68(19 Localités) | HUAWEI | Nokia | Jijel | Ghebala | Beni Sbih | Djezzy | 36.6583 | 6.4419 | 335 |  | New | yh_1182_rf | 1 | 36.6578 | 6.4433 | RuralLink |  | RuralLink 900M_O2@GSM_S111@LTE | Directional (A704515S0v06) | 6 | 10 | RT | YES | 1 site->1 villages(1182) | 85 | 205 | 325 | 136
Lot n°68_1183 | Lot N°68 | Lot N°68(19 Localités) | HUAWEI | Nokia | Jijel | Ghebala | Beni Daoud | Djezzy | 36.6397 | 6.3444 | 542 |  | New | yh_1219_1183_rf | 2 | 36.6569 | 6.3362 | Macro 900 3 sectors |  | 900M_S222@GSM_S111@LTE | Directional (A704516R0v06) | 9 | 13 | RT | YES | 1 site->2 villages(1183/1219) | 57.6 | 177.6 | 297.6 | 2048
Lot n°68_1184 | Lot N°68 | Lot N°68(19 Localités) | HUAWEI | Nokia | Jijel | Ghebala | Mechta Boufar | Djezzy | 36.6577 | 6.4726 | 278 |  | New | yh_1184_rf | 1 | 36.6563 | 6.4688 | RuralLink |  | RuralLink 900M_O2@GSM_S111@LTE | Directional (A704515S0v06) | 6 | 10 | RT | YES | 1 site->1 villages(1184) | 3.3 | 123.3 | 243.3 | 371
Lot n°68_1186 | Lot N°68 | Lot N°68(19 Localités) | HUAWEI | Nokia | Jijel | Jijel | El Toualbia | Djezzy | 36.7718 | 5.7315 | 60 |  | New | ly68_1186 | 2 | 36.7751 | 5.7336 | Macro 900 3 sectors |  | 900M_S222@GSM_S111@LTE | Directional (A704516R0v06) | 30 | 28 | GF | YES | 1 site->2 villages(1186/1187) | 37.4 | 207.3 | 302.4 | 420
Lot n°68_1187 | Lot N°68 | Lot N°68(19 Localités) | HUAWEI | Nokia | Jijel | Jijel | El DJOUABLIA | Djezzy | 36.7866 | 5.7446 | 58 |  | New | ly68_1186 | 2 | 36.7751 | 5.7336 | Macro 900 3 sectors |  | 900M_S222@GSM_S111@LTE | Directional (A704516R0v06) | 30 | 28 | GF | YES | 1 site->2 villages(1186/1187) | 37.4 | 207.3 | 302.4 | 1606
Lot n°68_1188 | Lot N°68 | Lot N°68(19 Localités) | HUAWEI | Nokia | Jijel | Kaous | Djebra | Djezzy | 36.7527 | 5.7501 | 120 |  | New | lyh_R4_900511_P728 | 2 | 36.7528 | 5.7499 | Macro 900 3 sectors |  | 900M_S222@GSM_S111@LTE | Directional (A704516R0v06) | 30 | 28 | GF | YES | 1 site->2 villages(1188/1192) | 7.9 | 127.9 | 247.9 | 23
Lot n°68_1189 | Lot N°68 | Lot N°68(19 Localités) | HUAWEI | Nokia | Jijel | Kaous | Merchicha | Djezzy | 36.7239 | 5.748 | 150 |  | New | lyh_R4_902004_P150 | 2 | 36.7244 | 5.7478 | Macro 900 3 sectors |  | 900M_S222@GSM_S111@LTE | Directional (A704516R0v06) | 12 | 16 | RT | YES | 1 site->2 villages(1189/1232) | 304.8 | 85 | 164.5 | 55
Lot n°68_1190 | Lot N°68 | Lot N°68(19 Localités) | HUAWEI | Nokia | Jijel | Kaous | El Tchouaba | Djezzy | 36.7518 | 5.7214 | 200 |  | New | lyhR4_902310_P200 | 1 | 36.7519 | 5.7198 | RuralStar |  | RuralStar 900M_O2@GSM_O1@LTE | OMNI( A70VP1100v06) | 12 | 16 | RT | YES | 1 site->1 villages(1190) | 0 |  |  | 149
Lot n°68_1191 | Lot N°68 | Lot N°68(19 Localités) | HUAWEI | Nokia | Jijel | Kaous | El Dardar | Djezzy | 36.7265 | 5.7974 | 300 |  | New | lyhR4_901953_P300 | 1 | 36.7281 | 5.7935 | RuralLink |  | RuralLink 900M_O2@GSM_S111@LTE | Directional (A704515S0v06) | 12 | 16 | RT | YES | 1 site->1 villages(1191) | 11.3 | 131.3 | 251.3 | 391
Lot n°68_1192 | Lot N°68 | Lot N°68(19 Localités) | HUAWEI | Nokia | Jijel | Kaous | El Mrabet Moussa | Djezzy | 36.7495 | 5.7667 | 150 |  | New | lyh_R4_900511_P728 | 2 | 36.7528 | 5.7499 | Macro 900 3 sectors |  | 900M_S222@GSM_S111@LTE | Directional (A704516R0v06) | 30 | 28 | GF | YES | 1 site->2 villages(1188/1192) | 7.9 | 127.9 | 247.9 | 1535
Lot n°68_1193 | Lot N°68 | Lot N°68(19 Localités) | HUAWEI | Nokia | Jijel | Kheiri Oued Adjoul | Beni Meslem | Djezzy | 36.8351 | 6.1346 | 1234 |  | New | yh_1193_rf | 1 | 36.8347 | 6.1373 | Macro 2100 3 sectors |  | 2100M_S111@UMTS_S111@LTE | Directional (A264518R0v06) | 12 | 16 | RT | YES | 1 site->1 villages(1193) | 317.9 | 3.3 | 270 | 241
Lot n°68_1194 | Lot N°68 | Lot N°68(19 Localités) | HUAWEI | Nokia | Jijel | Kheiri Oued Adjoul | Ouled M'hamed | Djezzy | 36.8555 | 6.1673 | 120 |  | New | yh_1194_rf | 1 | 36.8586 | 6.1697 | RuralStar |  | RuralStar 900M_O2@GSM_O1@LTE | OMNI( A70VP1100v06) | 30 | 28 | GF | YES | 1 site->1 villages(1194) | 0 |  |  | 410
Lot n°69_1195 | Lot N°69 | Lot N°69(19 Localités) | HUAWEI | Nokia | Jijel | Ouled Yahia Khadrouch | Mechta El Kiaila | Djezzy | 36.6717 | 6.218 | 692 |  | New | yh_1195_1197_rf | 2 | 36.6675 | 6.2263 | Macro 900 3 sectors |  | 900M_S222@GSM_S111@LTE | Directional (A704516R0v06) | 9 | 13 | RT | YES | 1 site->2 villages(1195/1197) | 32.1 | 167 | 302 | 872
Lot n°69_1196 | Lot N°69 | Lot N°69(19 Localités) | HUAWEI | Nokia | Jijel | Ouled Yahia Khadrouch | Beni Mimoune | Djezzy | 36.6771 | 6.1377 | 1863 |  | New | yh_1196_gf | 1 | 36.67 | 6.1357 | Macro 2100 3 sectors |  | 2100M_S111@UMTS_S111@LTE | Directional (A264518R0v06) | 30 | 28 | GF | YES | 1 site->1 villages(1196) | 2.7 | 94.2 | 307.9 | 806
Lot n°69_1197 | Lot N°69 | Lot N°69(19 Localités) | HUAWEI | Nokia | Jijel | Ouled Yahia Khadrouch | Aydel | Djezzy | 36.6779 | 6.2344 | 650 |  | New | yh_1195_1197_rf | 2 | 36.6675 | 6.2263 | Macro 900 3 sectors |  | 900M_S222@GSM_S111@LTE | Directional (A704516R0v06) | 9 | 13 | RT | YES | 1 site->2 villages(1195/1197) | 32.1 | 167 | 302 | 1360
Lot n°69_1198 | Lot N°69 | Lot N°69(19 Localités) | HUAWEI | Nokia | Jijel | Ouled Yahia Khadrouch | Ayenane | Djezzy | 36.6977 | 6.1811 | 1242 |  | New | yh_1201_rf | 2 | 36.6856 | 6.1712 | Macro 900 3 sectors |  | 900M_S222@GSM_S111@LTE | Directional (A704516R0v06) | 24 | 22 | GF | YES | 1 site->2 villages(1198/1201) | 17.9 | 137.9 | 257.9 | 1614
Lot n°69_1199 | Lot N°69 | Lot N°69(19 Localités) | HUAWEI | Nokia | Jijel | Ouled Yahia Khadrouch | Mesaika | Djezzy | 36.6865 | 6.2068 | 1594 |  | New | yh_1199_1200_rf | 2 | 36.6813 | 6.1925 | Macro 900 3 sectors |  | 900M_S222@GSM_S111@LTE | Directional (A704516R0v06) | 9 | 13 | RT | YES | 1 site->2 villages(1199/1200) | 38.8 | 158.8 | 278.8 | 1404
Lot n°69_1200 | Lot N°69 | Lot N°69(19 Localités) | HUAWEI | Nokia | Jijel | Ouled Yahia Khadrouch | Bouakba | Djezzy | 36.6826 | 6.1938 | 300 |  | New | yh_1199_1200_rf | 2 | 36.6813 | 6.1925 | Macro 900 3 sectors |  | 900M_S222@GSM_S111@LTE | Directional (A704516R0v06) | 9 | 13 | RT | YES | 1 site->2 villages(1199/1200) | 38.8 | 158.8 | 278.8 | 191
Lot n°69_1201 | Lot N°69 | Lot N°69(19 Localités) | HUAWEI | Nokia | Jijel | Ouled Yahia Khadrouch | Boulaaba | Djezzy | 36.6878 | 6.1721 | 250 |  | New | yh_1201_rf | 2 | 36.6856 | 6.1712 | Macro 900 3 sectors |  | 900M_S222@GSM_S111@LTE | Directional (A704516R0v06) | 24 | 22 | GF | YES | 1 site->2 villages(1198/1201) | 17.9 | 137.9 | 257.9 | 261
Lot n°69_1202 | Lot N°69 | Lot N°69(19 Localités) | HUAWEI | Nokia | Jijel | Selma Benziada | Aghedou | Djezzy | 36.6156 | 5.6171 | 140 |  | New | lyhR4_900520_P140 | 1 | 36.614 | 5.6195 | RuralStar |  | RuralStar 900M_O2@GSM_O1@LTE | OMNI( A70VP1100v06) | 30 | 28 | GF | YES | 1 site->1 villages(1202) | 0 |  |  | 276
Lot n°69_1203 | Lot N°69 | Lot N°69(19 Localités) | HUAWEI | Nokia | Jijel | Selma Benziada | Afernou | Djezzy | 36.6309 | 5.5701 | 100 |  | New | lyhR4_900519_P350 | 2 | 36.6306 | 5.5671 | Macro 900 3 sectors |  | 900M_S222@GSM_S111@LTE | Directional (A704516R0v06) | 12 | 16 | RT | YES | 1 site->2 villages(1203/1209) | 314.9 | 83.5 | 199.2 | 267
Lot n°69_1204 | Lot N°69 | Lot N°69(19 Localités) | HUAWEI | Nokia | Jijel | Selma Benziada | Ennechma | Djezzy | 36.6781 | 5.5855 | 100 |  | New | lyhR4_901976_P100 | 1 | 36.6744 | 5.5879 | RuralStar |  | RuralStar 900M_O2@GSM_O1@LTE | OMNI( A70VP1100v06) | 12 | 16 | RT | YES | 1 site->1 villages(1204) | 0 |  |  | 463
Lot n°69_1205 | Lot N°69 | Lot N°69(19 Localités) | HUAWEI | Nokia | Jijel | Ziamma Mansouriah | Ait Achour | Djezzy | 36.6399 | 5.4981 | 150 |  | New | lyh_R4_901961_P600 | 3 | 36.6389 | 5.5066 | Macro 900 3 sectors |  | 900M_S222@GSM_S111@LTE | Directional (A704516R0v06) | 30 | 28 | GF | YES | 1 site->3 villages(1205/1207/1208) | 23.1 | 108 | 278.3 | 763
Lot n°69_1206 | Lot N°69 | Lot N°69(19 Localités) | HUAWEI | Nokia | Jijel | Ziamma Mansouriah | Ait Saadallah | Djezzy | 36.6579 | 5.4836 | 550 |  | New | lyh69_1206 | 1 | 36.6549 | 5.4868 | RuralLink |  | RuralLink 900M_O2@GSM_S111@LTE | Directional (A704515S0v06) | 12 | 16 | RT | YES | 1 site->1 villages(1206) | 0.4 | 120.4 | 240.4 | 444
Lot n°69_1207 | Lot N°69 | Lot N°69(19 Localités) | HUAWEI | Nokia | Jijel | Ziamma Mansouriah | Tabirt | Djezzy | 36.6449 | 5.5098 | 400 |  | New | lyh_R4_901961_P600 | 3 | 36.6389 | 5.5066 | Macro 900 3 sectors |  | 900M_S222@GSM_S111@LTE | Directional (A704516R0v06) | 30 | 28 | GF | YES | 1 site->3 villages(1205/1207/1208) | 23.1 | 108 | 278.3 | 721
Lot n°69_1208 | Lot N°69 | Lot N°69(19 Localités) | HUAWEI | Nokia | Jijel | Ziamma Mansouriah | El Sahel | Djezzy | 36.6324 | 5.5313 | 200 |  | New | lyh_R4_901961_P600 | 3 | 36.6389 | 5.5066 | Macro 900 3 sectors |  | 900M_S222@GSM_S111@LTE | Directional (A704516R0v06) | 30 | 28 | GF | YES | 1 site->3 villages(1205/1207/1208) | 23.1 | 108 | 278.3 | 2322
Lot n°69_1209 | Lot N°69 | Lot N°69(19 Localités) | HUAWEI | Nokia | Jijel | Ziamma Mansouriah | El Hamma | Djezzy | 36.6456 | 5.5483 | 150 |  | New | lyhR4_900519_P350 | 2 | 36.6306 | 5.5671 | Macro 900 3 sectors |  | 900M_S222@GSM_S111@LTE | Directional (A704516R0v06) | 12 | 16 | RT | YES | 1 site->2 villages(1203/1209) | 314.9 | 83.5 | 199.2 | 2362
Lot n°69_1210 | Lot N°69 | Lot N°69(19 Localités) | HUAWEI | Nokia | Jijel | Ziamma Mansouriah | Bir Ghzala | Djezzy | 36.6147 | 5.5079 | 100 |  | New | lyhR4_901977_P100 | 1 | 36.6145 | 5.51 | RuralStar |  | RuralStar 900M_O2@GSM_O1@LTE | OMNI( A70VP1100v06) | 12 | 16 | RT | YES | 1 site->1 villages(1210) | 0 |  |  | 183
Lot n°69_1211 | Lot N°69 | Lot N°69(19 Localités) | HUAWEI | Nokia | Jijel | Ziamma Mansouriah | Ait Ali | Djezzy | 36.6166 | 5.4787 | 200 |  | New | ly69_1211 | 1 | 36.611 | 5.4837 | RuralStar |  | RuralStar 900M_O2@GSM_O1@LTE | OMNI( A70VP1100v06) | 12 | 16 | RT | YES | 1 site->1 villages(1211) | 0 |  |  | 773
Lot n°69_1212 | Lot N°69 | Lot N°69(19 Localités) | HUAWEI | Nokia | Jijel | Ziamma Mansouriah | Beni Aissa | Djezzy | 36.6883 | 5.5392 | 800 |  | New | lyhR4_900518_P100011 | 1 | 36.6884 | 5.5439 | Macro 2100 3 sectors |  | 2100M_S111@UMTS_S111@LTE | Directional (A264518R0v06) | 12 | 16 | RT | YES | 1 site->1 villages(1212) | 277.6 | 116.4 | 195.5 | 418
Lot n°69_1213 | Lot N°69 | Lot N°69(19 Localités) | HUAWEI | Nokia | Jijel | Ziamma Mansouriah | Tizraren | Djezzy | 36.682 | 5.5179 | 200 |  | New | lyhR4_900518_P1000 | 1 | 36.6835 | 5.5186 | RuralStar |  | RuralStar 900M_O2@GSM_O1@LTE | OMNI( A70VP1100v06) | 12 | 16 | RT | YES | 1 site->1 villages(1213) | 0 |  |  | 174
Lot n°70_1214 | Lot N°70 | Lot N°70(19 Localités) | HUAWEI | Nokia | Jijel | Settara | Tayeraw | Djezzy | 36.6942 | 6.429 | 489 |  | New | yh_1214_rf | 1 | 36.6946 | 6.4279 | RuralLink |  | RuralLink 900M_O2@GSM_S111@LTE | Directional (A704515S0v06) | 6 | 10 | RT | YES | 1 site->1 villages(1214) | 31.9 | 151.9 | 271.9 | 103
Lot n°70_1215 | Lot N°70 | Lot N°70(19 Localités) | HUAWEI | Nokia | Jijel | Settara | El Drama | Djezzy | 36.7028 | 6.3808 | 618 |  | New | yh_1215_rf | 1 | 36.6949 | 6.3859 | Macro 900 3 sectors |  | 900M_S222@GSM_S111@LTE | Directional (A704516R0v06) | 6 | 10 | RT | YES | 1 site->1 villages(1215) | 359.8 | 155 | 310.2 | 997
Lot n°70_1216 | Lot N°70 | Lot N°70(19 Localités) | HUAWEI | Nokia | Jijel | Sidi Abdelaziz | Timdiouane | Djezzy | 36.8439 | 6.0357 | 1022 |  | New | yh_1216_rf | 1 | 36.8387 | 6.0375 | Macro 2100 3 sectors |  | 2100M_S111@UMTS_S111@LTE | Directional (A264518R0v06) | 30 | 28 | GF | YES | 1 site->1 villages(1216) | 359.3 | 212.9 | 306.1 | 606
Lot n°70_1217 | Lot N°70 | Lot N°70(19 Localités) | HUAWEI | Nokia | Jijel | Sidi Maarouf | El Akbia | Djezzy | 36.6528 | 6.3184 | 250 |  | New | yh_1217_1218_rf | 2 | 36.6344 | 6.3269 | Macro 900 3 sectors |  | 900M_S222@GSM_S111@LTE | Directional (A704516R0v06) | 30 | 28 | GF | YES | 1 site->2 villages(1217/1218) | 5.1 | 125.1 | 245.1 | 2179
Lot n°70_1218 | Lot N°70 | Lot N°70(19 Localités) | HUAWEI | Nokia | Jijel | Sidi Maarouf | Ghar El Diba | Djezzy | 36.6387 | 6.3274 | 300 |  | New | yh_1217_1218_rf | 2 | 36.6344 | 6.3269 | Macro 900 3 sectors |  | 900M_S222@GSM_S111@LTE | Directional (A704516R0v06) | 30 | 28 | GF | YES | 1 site->2 villages(1217/1218) | 5.1 | 125.1 | 245.1 | 479
Lot n°70_1219 | Lot N°70 | Lot N°70(19 Localités) | HUAWEI | Nokia | Jijel | Sidi Maarouf | Beni Hay | Djezzy | 36.6554 | 6.3362 | 400 |  | New | yh_1219_1183_rf | 2 | 36.6569 | 6.3362 | Macro 900 3 sectors |  | 900M_S222@GSM_S111@LTE | Directional (A704516R0v06) | 9 | 13 | RT | YES | 1 site->2 villages(1183/1219) | 57.6 | 177.6 | 297.6 | 165
Lot n°70_1220 | Lot N°70 | Lot N°70(19 Localités) | HUAWEI | Nokia | Jijel | Sidi Maarouf | Boulahmam | Djezzy | 36.6677 | 6.2809 | 719 |  | New | yh_1220_rf | 1 | 36.6664 | 6.2858 | Macro 900 3 sectors |  | 900M_S222@GSM_S111@LTE | Directional (A704516R0v06) | 6 | 10 | RT | YES | 1 site->1 villages(1220) | 275.8 | 104.7 | 226.6 | 460
Lot n°70_1222 | Lot N°70 | Lot N°70(19 Localités) | HUAWEI | Nokia | Jijel | Texena | El Hammara | Djezzy | 36.6323 | 5.7619 | 184 |  | New | lyhR4_900493_P484 | 1 | 36.6325 | 5.7608 | RuralStar |  | RuralStar 900M_O2@GSM_O1@LTE | OMNI( A70VP1100v06) | 12 | 16 | RT | YES | 1 site->1 villages(1222) | 0 |  |  | 92
Lot n°70_1223 | Lot N°70 | Lot N°70(19 Localités) | HUAWEI | Nokia | Jijel | Texena | Assaka | Djezzy | 36.6831 | 5.8102 | 150 |  | New | lyh_R4_902001_P150 | 1 | 36.6777 | 5.8059 | RuralStar |  | RuralStar 900M_O2@GSM_O1@LTE | OMNI( A70VP1100v06) | 12 | 16 | RT | YES | 1 site->1 villages(1223) | 0 |  |  | 705
Lot n°70_1224 | Lot N°70 | Lot N°70(19 Localités) | HUAWEI | Nokia | Jijel | Texena | M'ssida | Djezzy | 36.6875 | 5.7675 | 200 |  | New | lyhR4_901962_P200 | 1 | 36.6808 | 5.7704 | RuralStar |  | RuralStar 900M_O2@GSM_O1@LTE | OMNI( A70VP1100v06) | 12 | 16 | RT | YES | 1 site->1 villages(1224) | 0 |  |  | 792
Lot n°70_1225 | Lot N°70 | Lot N°70(19 Localités) | HUAWEI | Nokia | Jijel | Texena | El Mrabaa | Djezzy | 36.6638 | 5.7197 | 300 |  | New | ql19 | 1 | 36.6618 | 5.7188 | RuralLink |  | RuralLink 900M_O2@GSM_S111@LTE | Directional (A704515S0v06) | 12 | 16 | RT | YES | 1 site->1 villages(1225) | 31.2 | 151.2 | 271.2 | 240
Lot n°70_1226 | Lot N°70 | Lot N°70(19 Localités) | HUAWEI | Nokia | Jijel | Texena | Dar Ben Amer | Djezzy | 36.637 | 5.827 | 50 |  | New | lyhR4_902036_P50 | 1 | 36.6383 | 5.826 | RuralStar |  | RuralStar 900M_O2@GSM_O1@LTE | OMNI( A70VP1100v06) | 12 | 16 | RT | YES | 1 site->1 villages(1226) | 0 |  |  | 162
Lot n°70_1227 | Lot N°70 | Lot N°70(19 Localités) | HUAWEI | Nokia | Jijel | Texena | Morghane | Djezzy | 36.6213 | 5.7188 | 60 |  | New | site3004 | 2 | 36.6222 | 5.7191 | Macro 900 3 sectors |  | 900M_S222@GSM_S111@LTE | Directional (A704516R0v06) | 24 | 22 | GF | YES | 1 site->2 villages(1147/1227) | 341.4 | 128.8 | 194 | 104
Lot n°70_1228 | Lot N°70 | Lot N°70(19 Localités) | HUAWEI | Nokia | Jijel | Texena | Belaidene | Djezzy | 36.6591 | 5.7373 | 135 |  | New | lyh_R4_900528_P735 | 2 | 36.6506 | 5.7473 | Macro 900 3 sectors |  | 900M_S222@GSM_S111@LTE | Directional (A704516R0v06) | 24 | 22 | GF | YES | 1 site->2 villages(1228/1231) | 316.6 | 90.9 | 225.2 | 1300
Lot n°70_1229 | Lot N°70 | Lot N°70(19 Localités) | HUAWEI | Nokia | Jijel | Texena | El OUADIA | Djezzy | 36.6035 | 5.7053 | 300 |  | New | ly70_1229 | 1 | 36.6032 | 5.705 | RuralLink |  | RuralLink 900M_O2@GSM_S111@LTE | Directional (A704515S0v06) | 6 | 10 | RT | YES | 1 site->1 villages(1229) | 102 | 222 | 342 | 41
Lot n°70_1230 | Lot N°70 | Lot N°70(19 Localités) | HUAWEI | Nokia | Jijel | Texena | Draa El Dissa | Djezzy | 36.6616 | 5.8156 | 250 |  | New | lyhR4_900526_P300 | 1 | 36.6611 | 5.8154 | RuralLink |  | RuralLink 900M_O2@GSM_S111@LTE | Directional (A704515S0v06) | 12 | 16 | RT | YES | 1 site->1 villages(1230) | 27.7 | 147.7 | 267.7 | 62
Lot n°70_1231 | Lot N°70 | Lot N°70(19 Localités) | HUAWEI | Nokia | Jijel | Texena | Beni Mehraz | Djezzy | 36.6477 | 5.7436 | 300 |  | New | lyh_R4_900528_P735 | 2 | 36.6506 | 5.7473 | Macro 900 3 sectors |  | 900M_S222@GSM_S111@LTE | Directional (A704516R0v06) | 24 | 22 | GF | YES | 1 site->2 villages(1228/1231) | 316.6 | 90.9 | 225.2 | 461
Lot n°70_1232 | Lot N°70 | Lot N°70(19 Localités) | HUAWEI | Nokia | Jijel | Texena | Ouled Moussa | Djezzy | 36.7254 | 5.7622 | 300 |  | New | lyh_R4_902004_P150 | 2 | 36.7244 | 5.7478 | Macro 900 3 sectors |  | 900M_S222@GSM_S111@LTE | Directional (A704516R0v06) | 12 | 16 | RT | YES | 1 site->2 villages(1189/1232) | 304.8 | 85 | 164.5 | 1287
Lot n°71_1234 | Lot N°71 | Lot N°71(20 Localités) | HUAWEI | Nokia | Sétif | Aïn Abessa | Ain Guellou | Djezzy | 36.3627 | 5.3435 | 1000 |  | New | yh_1234_rf | 1 | 36.3593 | 5.3438 | Macro 2100 3 sectors |  | 2100M_S111@UMTS_S111@LTE | Directional (A264518R0v06) | 6 | 10 | RT | YES | 1 site->1 villages(1234) | 356.2 | 125.5 | 294.3 | 383
Lot n°71_1235 | Lot N°71 | Lot N°71(20 Localités) | HUAWEI | Nokia | Sétif | Aïn Abessa | Chaabet Chourfa | Djezzy | 36.3642 | 5.3128 | 2000 |  | New | yh_1235_rf | 1 | 36.3621 | 5.3124 | Macro 2100 3 sectors |  | 2100M_S111@UMTS_S111@LTE | Directional (A264518R0v06) | 30 | 28 | GF | YES | 1 site->1 villages(1235) | 346.9 | 215.1 | 260.9 | 237
Lot n°71_1236 | Lot N°71 | Lot N°71(20 Localités) | HUAWEI | Nokia | Sétif | Aïn Azal | Tazila | Djezzy | 35.7634 | 5.6456 | 569 |  | New | yh_1236_1238_rf | 2 | 35.7701 | 5.6266 | Macro 900 3 sectors |  | 900M_S222@GSM_S111@LTE | Directional (A704516R0v06) | 24 | 22 | GF | YES | 1 site->2 villages(1236/1238) | 21.1 | 113.7 | 288.5 | 1868
Lot n°71_1237 | Lot N°71 | Lot N°71(20 Localités) | HUAWEI | Nokia | Sétif | Aïn Azal | Lemguecem | Djezzy | 35.8028 | 5.5906 | 490 |  | New | ly71_1237 | 1 | 35.804 | 5.5905 | RuralLink |  | RuralLink 900M_O2@GSM_S111@LTE | Directional (A704515S0v06) | 12 | 16 | RT | YES | 1 site->1 villages(1237) | 118.8 | 238.8 | 358.8 | 138
Lot n°71_1238 | Lot N°71 | Lot N°71(20 Localités) | HUAWEI | Nokia | Sétif | Aïn Azal | Tanout | Djezzy | 35.7738 | 5.6131 | 522 |  | New | yh_1236_1238_rf | 2 | 35.7701 | 5.6266 | Macro 900 3 sectors |  | 900M_S222@GSM_S111@LTE | Directional (A704516R0v06) | 24 | 22 | GF | YES | 1 site->2 villages(1236/1238) | 21.1 | 113.7 | 288.5 | 1285
Lot n°71_1239 | Lot N°71 | Lot N°71(20 Localités) | HUAWEI | Nokia | Sétif | Aïn Azal | Ouled El Arbi | Djezzy | 35.8292 | 5.551 | 941 |  | New | yh_1237_1239_1245_rf | 2 | 35.8084 | 5.5479 | Macro 900 3 sectors |  | 900M_S222@GSM_S111@LTE | Directional (A704516R0v06) | 24 | 22 | GF | YES | 1 site->2 villages(1239/1245) | 7 | 62.1 | 214.5 | 2319
Lot n°71_1242 | Lot N°71 | Lot N°71(20 Localités) | HUAWEI | Nokia | Sétif | Aïn Azal | Ketf El Bir | Djezzy | 35.8548 | 5.4695 | 646 |  | New | yh_1242_rf | 1 | 35.8536 | 5.4724 | Macro 900 3 sectors |  | 900M_S222@GSM_S111@LTE | Directional (A704516R0v06) | 6 | 10 | RT | YES | 1 site->1 villages(1242) | 355 | 123.2 | 263.3 | 298
Lot n°71_1243 | Lot N°71 | Lot N°71(20 Localités) | HUAWEI | Nokia | Sétif | Aïn Azal | El Harguaouette | Djezzy | 35.7925 | 5.4905 | 607 |  | New | yh_1243_rf | 1 | 35.7922 | 5.4937 | Macro 900 3 sectors |  | 900M_S222@GSM_S111@LTE | Directional (A704516R0v06) | 6 | 10 | RT | YES | 1 site->1 villages(1243) | 57.8 | 140.4 | 293 | 283
Lot n°71_1245 | Lot N°71 | Lot N°71(20 Localités) | HUAWEI | Nokia | Sétif | Aïn Azal | Laababsa | Djezzy | 35.809 | 5.549 | 666 |  | New | yh_1237_1239_1245_rf | 2 | 35.8084 | 5.5479 | Macro 900 3 sectors |  | 900M_S222@GSM_S111@LTE | Directional (A704516R0v06) | 24 | 22 | GF | YES | 1 site->2 villages(1239/1245) | 7 | 62.1 | 214.5 | 122
Lot n°71_1246 | Lot N°71 | Lot N°71(20 Localités) | HUAWEI | Nokia | Sétif | Aïn El Kebira | Elhoumer | Djezzy | 36.3958 | 5.5228 | 400 |  | New | yh_1457_1367_1246_rf | 2 | 36.3968 | 5.504 | Macro 900 3 sectors |  | 900M_S222@GSM_S111@LTE | Directional (A704516R0v06) | 24 | 22 | GF | YES | 1 site->2 villages(1246/1367) | 20.3 | 93.8 | 237 | 1687
Lot n°71_1248 | Lot N°71 | Lot N°71(20 Localités) | HUAWEI | Nokia | Sétif | Aïn Lahdjar | El Masnouba | Djezzy | 35.9151 | 5.6096 | 504 |  | New | yh_1248_rf | 1 | 35.9229 | 5.6057 | RuralLink |  | RuralLink 900M_O2@GSM_S111@LTE | Directional (A704515S0v06) | 6 | 10 | RT | YES | 1 site->1 villages(1248) | 104.8 | 224.8 | 344.8 | 930
Lot n°71_1249 | Lot N°71 | Lot N°71(20 Localités) | HUAWEI | Nokia | Sétif | Aïn Lahdjar | Mechta Ouled Chaoua | Djezzy | 35.9952 | 5.5914 | 1137 |  | New | ql10 | 1 | 35.9948 | 5.5916 | Macro 2100 3 sectors |  | 2100M_S111@UMTS_S111@LTE | Directional (A264518R0v06) | 12 | 16 | RT | YES | 1 site->1 villages(1249) | 355.6 | 59.7 | 290.7 | 44
Lot n°71_1250 | Lot N°71 | Lot N°71(20 Localités) | HUAWEI | Nokia | Sétif | Aïn Lahdjar | Mechta Lahmiat | Djezzy | 35.8843 | 5.5193 | 1826 |  | New | yh_1250_rf | 1 | 35.8835 | 5.5197 | Macro 2100 3 sectors |  | 2100M_S111@UMTS_S111@LTE | Directional (A264518R0v06) | 30 | 28 | GF | YES | 1 site->1 villages(1250) | 354.4 | 113.6 | 207.1 | 98
Lot n°71_1251 | Lot N°71 | Lot N°71(20 Localités) | HUAWEI | Nokia | Sétif | Hamma | Omlaadam | Djezzy | 35.6392 | 5.3486 | 1294 |  | New | yh_1251_rf | 1 | 35.6373 | 5.3454 | Macro 2100 3 sectors |  | 2100M_S111@UMTS_S111@LTE | Directional (A264518R0v06) | 6 | 10 | RT | YES | 1 site->1 villages(1251) | 19.3 | 221.6 | 283 | 363
Lot n°71_1252 | Lot N°71 | Lot N°71(20 Localités) | HUAWEI | Nokia | Sétif | Hamma | Elhammam | Djezzy | 35.7222 | 5.369 | 1052 |  | New | yh_1252_rf | 1 | 35.7234 | 5.3697 | Macro 2100 3 sectors |  | 2100M_S111@UMTS_S111@LTE | Directional (A264518R0v06) | 6 | 10 | RT | YES | 1 site->1 villages(1252) | 326.5 | 142.3 | 219.7 | 147
Lot n°72_1253 | Lot N°72 | Lot N°72(20 Localités) | HUAWEI | Nokia | Sétif | Salah Bey | Leblalit | Djezzy | 35.8634 | 5.2568 | 990 |  | New | yh_1253_rf | 1 | 35.8624 | 5.2538 | Macro 2100 3 sectors |  | 2100M_S111@UMTS_S111@LTE | Directional (A264518R0v06) | 6 | 10 | RT | YES | 1 site->1 villages(1253) | 27.5 | 113 | 338.7 | 294
Lot n°72_1254 | Lot N°72 | Lot N°72(20 Localités) | HUAWEI | Nokia | Sétif | Salah Bey | Ain Ztout | Djezzy | 35.8101 | 5.3728 | 92 |  | New | yh_1254_rf | 1 | 35.8111 | 5.3728 | RuralStar |  | RuralStar 900M_O2@GSM_O1@LTE | OMNI( A70VP1100v06) | 30 | 28 | GF | YES | 1 site->1 villages(1254) | 0 |  |  | 109
Lot n°72_1255 | Lot N°72 | Lot N°72(20 Localités) | HUAWEI | Nokia | Sétif | Tachouda | Mechta El Anaser | Djezzy | 36.2758 | 5.7363 | 198 |  | New | yh_1255_rf | 1 | 36.2758 | 5.7367 | RuralStar |  | RuralStar 900M_O2@GSM_O1@LTE | OMNI( A70VP1100v06) | 6 | 10 | RT | YES | 1 site->1 villages(1255) | 0 |  |  | 32
Lot n°72_1256 | Lot N°72 | Lot N°72(20 Localités) | HUAWEI | Nokia | Sétif | Tachouda | Mechta El Safsafa | Djezzy | 36.2637 | 5.7637 | 528 |  | New | yh_1256_rf | 1 | 36.266 | 5.76 | RuralLink |  | RuralLink 900M_O2@GSM_S111@LTE | Directional (A704515S0v06) | 30 | 28 | GF | YES | 1 site->1 villages(1256) | 30.8 | 150.8 | 270.8 | 414
Lot n°72_1257 | Lot N°72 | Lot N°72(20 Localités) | HUAWEI | Nokia | Sétif | Talaïfacène | Ouled Ziane | Djezzy | 36.4724 | 5.1451 | 1810 |  | New | yh_1257_1261_1263_gf | 2 | 36.4673 | 5.1312 | Macro 900 3 sectors |  | 900M_S222@GSM_S111@LTE | Directional (A704516R0v06) | 24 | 22 | GF | YES | 1 site->2 villages(1257/1261) | 65.2 | 194 | 309.6 | 1364
Lot n°72_1258 | Lot N°72 | Lot N°72(20 Localités) | HUAWEI | Nokia | Sétif | Talaïfacène | Lazazga | Djezzy | 36.4452 | 5.0673 | 1213 |  | New | yh_1258_rf | 1 | 36.4438 | 5.0687 | Macro 2100 3 sectors |  | 2100M_S111@UMTS_S111@LTE | Directional (A264518R0v06) | 6 | 10 | RT | YES | 1 site->1 villages(1258) | 301.4 | 119.9 | 238.9 | 199
Lot n°72_1259 | Lot N°72 | Lot N°72(20 Localités) | HUAWEI | Nokia | Sétif | Talaïfacène | Tazamourt Ait Laid | Djezzy | 36.4859 | 5.1539 | 417 |  | New | yh_1306_rf | 2 | 36.4946 | 5.1345 | Macro 900 3 sectors |  | 900M_S222@GSM_S111@LTE | Directional (A704516R0v06) | 24 | 22 | GF | YES | 1 site->2 villages(1259/1306) | 272.5 | 65.6 | 119.3 | 1990
Lot n°72_1260 | Lot N°72 | Lot N°72(20 Localités) | HUAWEI | Nokia | Sétif | Talaïfacène | El Rehhab | Djezzy | 36.4432 | 5.1681 | 742 |  | New | ly72_1263 | 2 | 36.4433 | 5.1529 | Macro 900 3 sectors |  | 900M_S222@GSM_S111@LTE | Directional (A704516R0v06) | 12 | 16 | RT | YES | 1 site->2 villages(1260/1263) | 340.8 | 90.2 | 215.5 | 1358
Lot n°72_1261 | Lot N°72 | Lot N°72(20 Localités) | HUAWEI | Nokia | Sétif | Talaïfacène | Oued Wirane | Djezzy | 36.4529 | 5.1268 | 1480 |  | New | yh_1257_1261_1263_gf | 2 | 36.4673 | 5.1312 | Macro 900 3 sectors |  | 900M_S222@GSM_S111@LTE | Directional (A704516R0v06) | 24 | 22 | GF | YES | 1 site->2 villages(1257/1261) | 65.2 | 194 | 309.6 | 1650
Lot n°72_1262 | Lot N°72 | Lot N°72(20 Localités) | HUAWEI | Nokia | Sétif | Talaïfacène | Bordj Beni Abdallah | Djezzy | 36.4553 | 5.0521 | 1980 |  | New | yh_1262_rf | 1 | 36.4538 | 5.0504 | Macro 2100 3 sectors |  | 2100M_S111@UMTS_S111@LTE | Directional (A264518R0v06) | 30 | 28 | GF | YES | 1 site->1 villages(1262) | 29.3 | 181.1 | 321.5 | 222
Lot n°72_1263 | Lot N°72 | Lot N°72(20 Localités) | HUAWEI | Nokia | Sétif | Talaïfacène | Lemaader | Djezzy | 36.4438 | 5.1527 | 1465 |  | New | ly72_1263 | 2 | 36.4433 | 5.1529 | Macro 900 3 sectors |  | 900M_S222@GSM_S111@LTE | Directional (A704516R0v06) | 12 | 16 | RT | YES | 1 site->2 villages(1260/1263) | 340.8 | 90.2 | 215.5 | 66
Lot n°72_1265 | Lot N°72 | Lot N°72(20 Localités) | HUAWEI | Nokia | Sétif | Taya | Mechta Ouled Adouane | Djezzy | 35.984 | 5.9169 | 1800 |  | New | yh_1378_1379_1380_1265_rf | 4 | 35.9933 | 5.8941 | Macro 900 3 sectors |  | 900M_S222@GSM_S111@LTE | Directional (A704516R0v06) | 12 | 16 | RT | YES | 1 site->4 villages(1265/1378/1379/1380) | 35.9 | 116.7 | 328.1 | 2297
Lot n°72_1267 | Lot N°72 | Lot N°72(20 Localités) | HUAWEI | Nokia | Sétif | Tella | Mechta Ouled Kessah | Djezzy | 35.9155 | 5.741 | 584 |  | New | yh_1267_1268_1271_rf | 3 | 35.9126 | 5.7347 | Macro 900 3 sectors |  | 900M_S222@GSM_S111@LTE | Directional (A704516R0v06) | 12 | 16 | RT | YES | 1 site->3 villages(1267/1268/1271) | 72 | 173.5 | 275.1 | 647
Lot n°72_1268 | Lot N°72 | Lot N°72(20 Localités) | HUAWEI | Nokia | Sétif | Tella | Mechta Ouled Aggoune | Djezzy | 35.9131 | 5.7288 | 1162 |  | New | yh_1267_1268_1271_rf | 3 | 35.9126 | 5.7347 | Macro 900 3 sectors |  | 900M_S222@GSM_S111@LTE | Directional (A704516R0v06) | 12 | 16 | RT | YES | 1 site->3 villages(1267/1268/1271) | 72 | 173.5 | 275.1 | 535
Lot n°72_1269 | Lot N°72 | Lot N°72(20 Localités) | HUAWEI | Nokia | Sétif | Tella | Mechta Ouled Abbas | Djezzy | 35.948 | 5.7438 | 1322 |  | New | yh_1269_rf | 1 | 35.9481 | 5.7436 | Macro 2100 3 sectors |  | 2100M_S111@UMTS_S111@LTE | Directional (A264518R0v06) | 30 | 28 | GF | YES | 1 site->1 villages(1269) | 325.9 | 38.8 | 239.9 | 24
Lot n°72_1270 | Lot N°72 | Lot N°72(20 Localités) | HUAWEI | Nokia | Sétif | Tella | Mechta Said Chebli | Djezzy | 35.9624 | 5.683 | 130 |  | New | yh_1270_rf | 1 | 35.9634 | 5.6845 | RuralStar |  | RuralStar 900M_O2@GSM_O1@LTE | OMNI( A70VP1100v06) | 6 | 10 | RT | YES | 1 site->1 villages(1270) | 0 |  |  | 181
Lot n°72_1271 | Lot N°72 | Lot N°72(20 Localités) | HUAWEI | Nokia | Sétif | Tella | Douar Chatt | Djezzy | 35.9143 | 5.7412 | 341 |  | New | yh_1267_1268_1271_rf | 3 | 35.9126 | 5.7347 | Macro 900 3 sectors |  | 900M_S222@GSM_S111@LTE | Directional (A704516R0v06) | 12 | 16 | RT | YES | 1 site->3 villages(1267/1268/1271) | 72 | 173.5 | 275.1 | 608
Lot n°72_1272 | Lot N°72 | Lot N°72(20 Localités) | HUAWEI | Nokia | Sétif | Tella | Mechta Ouled Badrouh | Djezzy | 35.9981 | 5.6812 | 1636 |  | New | ql30 | 1 | 35.9964 | 5.6807 | Macro 2100 3 sectors |  | 2100M_S111@UMTS_S111@LTE | Directional (A264518R0v06) | 12 | 16 | RT | YES | 1 site->1 villages(1272) | 155.2 | 71.8 | 356.3 | 204
Lot n°73_1273 | Lot N°73 | Lot N°73(20 Localités) | HUAWEI | Nokia | Sétif | Aïn Legraj | Dellaga | Djezzy | 36.4237 | 4.8966 | 400 |  | New | yh_1273_rf | 1 | 36.4179 | 4.8914 | RuralLink |  | RuralLink 900M_O2@GSM_S111@LTE | Directional (A704515S0v06) | 6 | 10 | RT | YES | 1 site->1 villages(1273) | 79.4 | 199.4 | 319.4 | 791
Lot n°73_1274 | Lot N°73 | Lot N°73(20 Localités) | HUAWEI | Nokia | Sétif | Aïn Legraj | Taghlat | Djezzy | 36.4289 | 4.917 | 200 |  | New | yh_1274_rf | 1 | 36.4279 | 4.9181 | RuralStar |  | RuralStar 900M_O2@GSM_O1@LTE | OMNI( A70VP1100v06) | 6 | 10 | RT | YES | 1 site->1 villages(1274) | 0 |  |  | 155
Lot n°73_1275 | Lot N°73 | Lot N°73(20 Localités) | HUAWEI | Nokia | Sétif | Aïn Legraj | Tighermine | Djezzy | 36.3994 | 4.9135 | 100 |  | New | yh_1275_1276_rf | 2 | 36.4032 | 4.9048 | Macro 900 3 sectors |  | 900M_S222@GSM_S111@LTE | Directional (A704516R0v06) | 9 | 13 | RT | YES | 1 site->2 villages(1275/1276) | 358.7 | 118.7 | 238.7 | 889
Lot n°73_1276 | Lot N°73 | Lot N°73(20 Localités) | HUAWEI | Nokia | Sétif | Aïn Legraj | Ouled Sidi Ali | Djezzy | 36.3952 | 4.9103 | 100 |  | New | yh_1275_1276_rf | 2 | 36.4032 | 4.9048 | Macro 900 3 sectors |  | 900M_S222@GSM_S111@LTE | Directional (A704516R0v06) | 9 | 13 | RT | YES | 1 site->2 villages(1275/1276) | 358.7 | 118.7 | 238.7 | 1021
Lot n°73_1277 | Lot N°73 | Lot N°73(20 Localités) | HUAWEI | Nokia | Sétif | Aïn Legraj | El Cherfa | Djezzy | 36.4094 | 4.8673 | 350 |  | New | yh_1277_rf | 1 | 36.4037 | 4.8732 | RuralLink |  | RuralLink 900M_O2@GSM_S111@LTE | Directional (A704515S0v06) | 6 | 10 | RT | YES | 1 site->1 villages(1277) | 108 | 228 | 348 | 825
Lot n°73_1279 | Lot N°73 | Lot N°73(20 Localités) | HUAWEI | Nokia | Sétif | Aïn Oulmane | Ouled Kmedja | Djezzy | 35.9536 | 5.3377 | 1129 |  | New | yh_1279_1281_1284_rf | 3 | 35.9606 | 5.333 | Macro 900 3 sectors |  | 900M_S222@GSM_S111@LTE | Directional (A704516R0v06) | 12 | 16 | RT | YES | 1 site->3 villages(1279/1281/1284) | 333.7 | 64.3 | 154.8 | 890
Lot n°73_1280 | Lot N°73 | Lot N°73(20 Localités) | HUAWEI | Nokia | Sétif | Aïn Oulmane | Lamamra | Djezzy | 35.8891 | 5.3256 | 1245 |  | New | ql37 | 1 | 35.8894 | 5.3253 | Macro 2100 3 sectors |  | 2100M_S111@UMTS_S111@LTE | Directional (A264518R0v06) | 12 | 16 | RT | YES | 1 site->1 villages(1280) | 48.3 | 104.1 | 264.1 | 45
Lot n°73_1281 | Lot N°73 | Lot N°73(20 Localités) | HUAWEI | Nokia | Sétif | Aïn Oulmane | Lablalit | Djezzy | 35.9561 | 5.3356 | 1372 |  | New | yh_1279_1281_1284_rf | 3 | 35.9606 | 5.333 | Macro 900 3 sectors |  | 900M_S222@GSM_S111@LTE | Directional (A704516R0v06) | 12 | 16 | RT | YES | 1 site->3 villages(1279/1281/1284) | 333.7 | 64.3 | 154.8 | 555
Lot n°73_1284 | Lot N°73 | Lot N°73(20 Localités) | HUAWEI | Nokia | Sétif | Aïn Oulmane | Berbes | Djezzy | 35.9697 | 5.3274 | 1749 |  | New | yh_1279_1281_1284_rf | 3 | 35.9606 | 5.333 | Macro 900 3 sectors |  | 900M_S222@GSM_S111@LTE | Directional (A704516R0v06) | 12 | 16 | RT | YES | 1 site->3 villages(1279/1281/1284) | 333.7 | 64.3 | 154.8 | 1125
Lot n°73_1286 | Lot N°73 | Lot N°73(20 Localités) | HUAWEI | Nokia | Sétif | Aïn Roua | Trouna | Djezzy | 36.3689 | 5.1707 | 329 |  | New | yh_1286_rf | 1 | 36.3641 | 5.1735 | RuralLink |  | RuralLink 900M_O2@GSM_S111@LTE | Directional (A704515S0v06) | 6 | 10 | RT | YES | 1 site->1 villages(1286) | 24.4 | 144.4 | 264.4 | 592
Lot n°73_1287 | Lot N°73 | Lot N°73(20 Localités) | HUAWEI | Nokia | Sétif | Aïn Roua | El Hamama | Djezzy | 36.2901 | 5.1667 | 1114 |  | New | yh_1287_rf | 1 | 36.2898 | 5.1676 | Macro 2100 3 sectors |  | 2100M_S111@UMTS_S111@LTE | Directional (A264518R0v06) | 30 | 28 | GF | YES | 1 site->1 villages(1287) | 346.5 | 36 | 200.3 | 93
Lot n°73_1288 | Lot N°73 | Lot N°73(20 Localités) | HUAWEI | Nokia | Sétif | Aïn Roua | Ain Talaouar | Djezzy | 36.3258 | 5.258 | 94 |  | New | yh_1288_rf | 1 | 36.3231 | 5.2593 | RuralStar |  | RuralStar 900M_O2@GSM_O1@LTE | OMNI( A70VP1100v06) | 6 | 10 | RT | YES | 1 site->1 villages(1288) | 0 |  |  | 319
Lot n°73_1289 | Lot N°73 | Lot N°73(20 Localités) | HUAWEI | Nokia | Sétif | Aïn Sebt | Boubker | Djezzy | 36.4526 | 5.7199 | 414 |  | New | yh_1289_rf | 1 | 36.4528 | 5.7197 | RuralLink |  | RuralLink 900M_O2@GSM_S111@LTE | Directional (A704515S0v06) | 30 | 28 | GF | YES | 1 site->1 villages(1289) | 8.2 | 128.2 | 248.2 | 26
Lot n°73_1290 | Lot N°73 | Lot N°73(20 Localités) | HUAWEI | Nokia | Sétif | Aïn Sebt | Elaraicia | Djezzy | 36.5096 | 5.716 | 474 |  | New | lyh73_1290 | 1 | 36.5131 | 5.7181 | RuralLink |  | RuralLink 900M_O2@GSM_S111@LTE | Directional (A704515S0v06) | 12 | 16 | RT | YES | 1 site->1 villages(1290) | 119.4 | 239.4 | 359.4 | 440
Lot n°73_1291 | Lot N°73 | Lot N°73(20 Localités) | HUAWEI | Nokia | Sétif | Aïn Sebt | Mechta Lasnabe | Djezzy | 36.4866 | 5.7428 | 447 |  | New | yh_1290_1292_1291_rf | 2 | 36.4867 | 5.7494 | Macro 900 3 sectors |  | 900M_S222@GSM_S111@LTE | Directional (A704516R0v06) | 12 | 16 | RT | YES | 1 site->2 villages(1291/1292) | 31.9 | 150.9 | 269.9 | 586
Lot n°73_1292 | Lot N°73 | Lot N°73(20 Localités) | HUAWEI | Nokia | Sétif | Aïn Sebt | Ain Djouhra | Djezzy | 36.4873 | 5.7499 | 472 |  | New | yh_1290_1292_1291_rf | 2 | 36.4867 | 5.7494 | Macro 900 3 sectors |  | 900M_S222@GSM_S111@LTE | Directional (A704516R0v06) | 12 | 16 | RT | YES | 1 site->2 villages(1291/1292) | 31.9 | 150.9 | 269.9 | 83
Lot n°74_1293 | Lot N°74 | Lot N°74(20 Localités) | HUAWEI | Nokia | Sétif | Béni Aziz | Ouled Bara | Djezzy | 36.4425 | 5.6619 | 435 |  | New | yh_1295_rf | 3 | 36.4495 | 5.6788 | Macro 900 3 sectors |  | 900M_S222@GSM_S111@LTE | Directional (A704516R0v06) | 24 | 22 | GF | YES | 1 site->3 villages(1293/1295/1297) | 351.6 | 111.6 | 231.6 | 1701
Lot n°74_1294 | Lot N°74 | Lot N°74(20 Localités) | HUAWEI | Nokia | Sétif | Béni Aziz | Oued Ben Amor | Djezzy | 36.4766 | 5.6754 | 200 |  | New | yh_1294_rf | 1 | 36.4789 | 5.6691 | RuralStar |  | RuralStar 900M_O2@GSM_O1@LTE | OMNI( A70VP1100v06) | 6 | 10 | RT | YES | 1 site->1 villages(1294) | 0 |  |  | 626
Lot n°74_1295 | Lot N°74 | Lot N°74(20 Localités) | HUAWEI | Nokia | Sétif | Béni Aziz | Takasrinte | Djezzy | 36.4495 | 5.6787 | 226 |  | New | yh_1295_rf | 3 | 36.4495 | 5.6788 | Macro 900 3 sectors |  | 900M_S222@GSM_S111@LTE | Directional (A704516R0v06) | 24 | 22 | GF | YES | 1 site->3 villages(1293/1295/1297) | 351.6 | 111.6 | 231.6 | 10
Lot n°74_1296 | Lot N°74 | Lot N°74(20 Localités) | HUAWEI | Nokia | Sétif | Béni Aziz | Ouled Hamr El Ain | Djezzy | 36.4448 | 5.6154 | 650 |  | New | yh_1296_rf | 1 | 36.4463 | 5.6186 | Macro 900 3 sectors |  | 900M_S222@GSM_S111@LTE | Directional (A704516R0v06) | 6 | 10 | RT | YES | 1 site->1 villages(1296) | 12.1 | 232.6 | 280.2 | 333
Lot n°74_1297 | Lot N°74 | Lot N°74(20 Localités) | HUAWEI | Nokia | Sétif | Béni Aziz | Khnancha | Djezzy | 36.4366 | 5.6769 | 65 |  | New | yh_1295_rf | 3 | 36.4495 | 5.6788 | Macro 900 3 sectors |  | 900M_S222@GSM_S111@LTE | Directional (A704516R0v06) | 24 | 22 | GF | YES | 1 site->3 villages(1293/1295/1297) | 351.6 | 111.6 | 231.6 | 1451
Lot n°74_1298 | Lot N°74 | Lot N°74(20 Localités) | HUAWEI | Nokia | Sétif | Béni Aziz | Ouled Badis | Djezzy | 36.4873 | 5.6251 | 703 |  | New | yh_1298_rf | 1 | 36.4875 | 5.6266 | Macro 900 3 sectors |  | 900M_S222@GSM_S111@LTE | Directional (A704516R0v06) | 6 | 10 | RT | YES | 1 site->1 villages(1298) | 277.4 | 156.3 | 226.9 | 137
Lot n°74_1299 | Lot N°74 | Lot N°74(20 Localités) | HUAWEI | Nokia | Sétif | Béni Chebana | Agradou | Djezzy | 36.4713 | 4.8415 | 1000 |  | New | yh_1299_rf | 1 | 36.4707 | 4.8414 | Macro 2100 3 sectors |  | 2100M_S111@UMTS_S111@LTE | Directional (A264518R0v06) | 30 | 28 | GF | YES | 1 site->1 villages(1299) | 33.5 | 79.5 | 334.1 | 74
Lot n°74_1300 | Lot N°74 | Lot N°74(20 Localités) | HUAWEI | Nokia | Sétif | Béni Chebana | Taourirt Earassine | Djezzy | 36.4749 | 4.9074 | 893 |  | New | yh_1300_rf | 1 | 36.4788 | 4.9086 | Macro 2100 3 sectors |  | 2100M_S111@UMTS_S111@LTE | Directional (A264518R0v06) | 6 | 10 | RT | YES | 1 site->1 villages(1300) | 327.2 | 206 | 257.3 | 445
Lot n°74_1302 | Lot N°74 | Lot N°74(20 Localités) | HUAWEI | Nokia | Sétif | Bir Haddada | El Zyayna | Djezzy | 35.9979 | 5.4114 | 65 |  | New | ly74_1302 | 1 | 35.9983 | 5.4105 | RuralStar |  | RuralStar 900M_O2@GSM_O1@LTE | OMNI( A70VP1100v06) | 9 | 13 | RT | YES | 1 site->1 villages(1302) | 0 |  |  | 83
Lot n°74_1303 | Lot N°74 | Lot N°74(20 Localités) | HUAWEI | Nokia | Sétif | Bir Haddada | Mechta Draa Elwast | Djezzy | 35.9775 | 5.38 | 426 |  | New | yh_1302_1303_rf | 2 | 35.9786 | 5.3801 | Macro 900 3 sectors |  | 900M_S222@GSM_S111@LTE | Directional (A704516R0v06) | 18 | 16 | GF | YES | 1 site->2 villages(1303/1393) | 337 | 78.9 | 180.9 | 128
Lot n°74_1304 | Lot N°74 | Lot N°74(20 Localités) | HUAWEI | Nokia | Sétif | Bouandas | Soumta | Djezzy | 36.5032 | 5.0832 | 385 |  | New | yh_1304_1305_rf | 2 | 36.5047 | 5.0831 | Macro 900 3 sectors |  | 900M_S222@GSM_S111@LTE | Directional (A704516R0v06) | 9 | 13 | RT | YES | 1 site->2 villages(1304/1305) | 349.4 | 84.4 | 179.3 | 168
Lot n°74_1305 | Lot N°74 | Lot N°74(20 Localités) | HUAWEI | Nokia | Sétif | Bouandas | Merdjada | Djezzy | 36.5114 | 5.0816 | 340 |  | New | yh_1304_1305_rf | 2 | 36.5047 | 5.0831 | Macro 900 3 sectors |  | 900M_S222@GSM_S111@LTE | Directional (A704516R0v06) | 9 | 13 | RT | YES | 1 site->2 villages(1304/1305) | 349.4 | 84.4 | 179.3 | 757
Lot n°74_1306 | Lot N°74 | Lot N°74(20 Localités) | HUAWEI | Nokia | Sétif | Bouandas | Ibahlal | Djezzy | 36.4915 | 5.1413 | 539 |  | New | yh_1306_rf | 2 | 36.4946 | 5.1345 | Macro 900 3 sectors |  | 900M_S222@GSM_S111@LTE | Directional (A704516R0v06) | 24 | 22 | GF | YES | 1 site->2 villages(1259/1306) | 272.5 | 65.6 | 119.3 | 702
Lot n°74_1309 | Lot N°74 | Lot N°74(20 Localités) | HUAWEI | Nokia | Sétif | Bouandas | Aftis | Djezzy | 36.5015 | 5.1532 | 1051 |  | New | yh_1309_rf | 1 | 36.5015 | 5.1536 | Macro 2100 3 sectors |  | 2100M_S111@UMTS_S111@LTE | Directional (A264518R0v06) | 6 | 10 | RT | YES | 1 site->1 villages(1309) | 338.2 | 51.1 | 213.9 | 38
Lot n°74_1310 | Lot N°74 | Lot N°74(20 Localités) | HUAWEI | Nokia | Sétif | Dehamcha | Onser El Chouki | Djezzy | 36.3371 | 5.6489 | 300 |  | New | yh_1310_rf | 1 | 36.3427 | 5.6555 | RuralLink |  | RuralLink 900M_O2@GSM_S111@LTE | Directional (A704515S0v06) | 6 | 10 | RT | YES | 1 site->1 villages(1310) | 16.2 | 136.2 | 256.2 | 858
Lot n°74_1311 | Lot N°74 | Lot N°74(20 Localités) | HUAWEI | Nokia | Sétif | Dehamcha | Darbabi | Djezzy | 36.3787 | 5.5597 | 80 |  | New | yh_1311_rf | 1 | 36.3781 | 5.5583 | RuralStar |  | RuralStar 900M_O2@GSM_O1@LTE | OMNI( A70VP1100v06) | 30 | 28 | GF | YES | 1 site->1 villages(1311) | 0 |  |  | 144
Lot n°74_1312 | Lot N°74 | Lot N°74(20 Localités) | HUAWEI | Nokia | Sétif | Dehamcha | El Aaloua | Djezzy | 36.419 | 5.6469 | 80 |  | New | yh_1312_rf | 1 | 36.4227 | 5.6449 | RuralStar |  | RuralStar 900M_O2@GSM_O1@LTE | OMNI( A70VP1100v06) | 6 | 10 | RT | YES | 1 site->1 villages(1312) | 0 |  |  | 447
Lot n°75_1313 | Lot N°75 | Lot N°75(20localités) | HUAWEI | Nokia | Sétif | Béni Fouda | Oued El Safsaf | Djezzy | 36.2595 | 5.5715 | 723 |  | New | yh_1313_1315_rf | 2 | 36.255 | 5.5818 | Macro 900 3 sectors |  | 900M_S222@GSM_S111@LTE | Directional (A704516R0v06) | 30 | 28 | GF | YES | 1 site->2 villages(1313/1315) | 298.1 | 79.1 | 188.6 | 1054
Lot n°75_1314 | Lot N°75 | Lot N°75(20localités) | HUAWEI | Nokia | Sétif | Béni Fouda | El Djaria | Djezzy | 36.2985 | 5.592 | 473 |  | New | yh_1314_1319_1322_rf | 2 | 36.2965 | 5.5926 | Macro 900 3 sectors |  | 900M_S222@GSM_S111@LTE | Directional (A704516R0v06) | 24 | 22 | GF | YES | 1 site->2 villages(1314/1322) | 57.8 | 201.7 | 345.6 | 221
Lot n°75_1315 | Lot N°75 | Lot N°75(20localités) | HUAWEI | Nokia | Sétif | Béni Fouda | Oued El Dheb | Djezzy | 36.2589 | 5.6066 | 1170 |  | New | yh_1313_1315_rf | 2 | 36.255 | 5.5818 | Macro 900 3 sectors |  | 900M_S222@GSM_S111@LTE | Directional (A704516R0v06) | 30 | 28 | GF | YES | 1 site->2 villages(1313/1315) | 298.1 | 79.1 | 188.6 | 2261
Lot n°75_1316 | Lot N°75 | Lot N°75(20localités) | HUAWEI | Nokia | Sétif | Béni Fouda | Ouled Bourouba | Djezzy | 36.2389 | 5.5011 | 358 |  | New | ql39 | 1 | 36.2395 | 5.5013 | RuralLink |  | RuralLink 900M_O2@GSM_S111@LTE | Directional (A704515S0v06) | 12 | 16 | RT | YES | 1 site->1 villages(1316) | 0.3 | 120.3 | 240.3 | 69
Lot n°75_1317 | Lot N°75 | Lot N°75(20localités) | HUAWEI | Nokia | Sétif | Béni Fouda | Ouled Ali Ben Nacer | Djezzy | 36.2902 | 5.5429 | 1223 |  | New | yh_1321_1317_rf | 2 | 36.2953 | 5.5266 | Macro 900 3 sectors |  | 900M_S222@GSM_S111@LTE | Directional (A704516R0v06) | 30 | 28 | GF | YES | 1 site->2 villages(1317/1321) | 16.1 | 111.1 | 281.1 | 1562
Lot n°75_1318 | Lot N°75 | Lot N°75(20localités) | HUAWEI | Nokia | Sétif | Béni Fouda | El Hasbiya | Djezzy | 36.3088 | 5.6409 | 849 |  | New | ly75_1319 | 2 | 36.3081 | 5.6141 | Macro 900 3 sectors |  | 900M_S222@GSM_S111@LTE | Directional (A704516R0v06) | 30 | 28 | GF | YES | 1 site->2 villages(1318/1319) | 336.5 | 88 | 225.1 | 2408
Lot n°75_1319 | Lot N°75 | Lot N°75(20localités) | HUAWEI | Nokia | Sétif | Béni Fouda | Boutouil | Djezzy | 36.3063 | 5.6118 | 248 |  | New | ly75_1319 | 2 | 36.3081 | 5.6141 | Macro 900 3 sectors |  | 900M_S222@GSM_S111@LTE | Directional (A704516R0v06) | 30 | 28 | GF | YES | 1 site->2 villages(1318/1319) | 336.5 | 88 | 225.1 | 285
Lot n°75_1321 | Lot N°75 | Lot N°75(20localités) | HUAWEI | Nokia | Sétif | Béni Fouda | Balouta | Djezzy | 36.2986 | 5.5053 | 1205 |  | New | yh_1321_1317_rf | 2 | 36.2953 | 5.5266 | Macro 900 3 sectors |  | 900M_S222@GSM_S111@LTE | Directional (A704516R0v06) | 30 | 28 | GF | YES | 1 site->2 villages(1317/1321) | 16.1 | 111.1 | 281.1 | 1946
Lot n°75_1322 | Lot N°75 | Lot N°75(20localités) | HUAWEI | Nokia | Sétif | Béni Fouda | Eloulayga | Djezzy | 36.2996 | 5.5986 | 293 |  | New | yh_1314_1319_1322_rf | 2 | 36.2965 | 5.5926 | Macro 900 3 sectors |  | 900M_S222@GSM_S111@LTE | Directional (A704516R0v06) | 24 | 22 | GF | YES | 1 site->2 villages(1314/1322) | 57.8 | 201.7 | 345.6 | 635
Lot n°75_1323 | Lot N°75 | Lot N°75(20localités) | HUAWEI | Nokia | Sétif | Béni Hocine | Elberdia | Djezzy | 36.2315 | 5.1571 | 60 |  | New | yh_1323_rf | 1 | 36.2278 | 5.153 | RuralStar |  | RuralStar 900M_O2@GSM_O1@LTE | OMNI( A70VP1100v06) | 6 | 10 | RT | YES | 1 site->1 villages(1323) | 0 |  |  | 552
Lot n°75_1324 | Lot N°75 | Lot N°75(20localités) | HUAWEI | Nokia | Sétif | Béni Mouhli | Tizi Yassan | Djezzy | 36.5173 | 4.9334 | 210 |  | New | yh_1327_1324_1330_1331_rf | 4 | 36.5155 | 4.9265 | Macro 900 3 sectors |  | 900M_S222@GSM_S111@LTE | Directional (A704516R0v06) | 30 | 28 | GF | YES | 1 site->4 villages(1324/1327/1330/1331) | 289 | 72.2 | 191.8 | 646
Lot n°75_1325 | Lot N°75 | Lot N°75(20localités) | HUAWEI | Nokia | Sétif | Béni Mouhli | Tighadiouine | Djezzy | 36.5267 | 4.8776 | 349 |  | New | yh_1325_1326_rf | 2 | 36.5276 | 4.8795 | Macro 900 3 sectors |  | 900M_S222@GSM_S111@LTE | Directional (A704516R0v06) | 9 | 13 | RT | YES | 1 site->2 villages(1325/1326) | 357.8 | 116.1 | 239.5 | 195
Lot n°75_1326 | Lot N°75 | Lot N°75(20localités) | HUAWEI | Nokia | Sétif | Béni Mouhli | Aguelmim | Djezzy | 36.5249 | 4.8864 | 349 |  | New | yh_1325_1326_rf | 2 | 36.5276 | 4.8795 | Macro 900 3 sectors |  | 900M_S222@GSM_S111@LTE | Directional (A704516R0v06) | 9 | 13 | RT | YES | 1 site->2 villages(1325/1326) | 357.8 | 116.1 | 239.5 | 689
Lot n°75_1327 | Lot N°75 | Lot N°75(20localités) | HUAWEI | Nokia | Sétif | Béni Mouhli | Lota Nbelaid | Djezzy | 36.5166 | 4.9225 | 112 |  | New | yh_1327_1324_1330_1331_rf | 4 | 36.5155 | 4.9265 | Macro 900 3 sectors |  | 900M_S222@GSM_S111@LTE | Directional (A704516R0v06) | 30 | 28 | GF | YES | 1 site->4 villages(1324/1327/1330/1331) | 289 | 72.2 | 191.8 | 380
Lot n°75_1328 | Lot N°75 | Lot N°75(20localités) | HUAWEI | Nokia | Sétif | Béni Mouhli | Latnayne Akdim | Djezzy | 36.5179 | 4.8886 | 74 |  | New | yh_1328_rf | 1 | 36.5162 | 4.8896 | RuralStar |  | RuralStar 900M_O2@GSM_O1@LTE | OMNI( A70VP1100v06) | 6 | 10 | RT | YES | 1 site->1 villages(1328) | 0 |  |  | 212
Lot n°75_1329 | Lot N°75 | Lot N°75(20localités) | HUAWEI | Nokia | Sétif | Béni Mouhli | Aguemoune | Djezzy | 36.5034 | 4.91 | 815 |  | New | yh_1329_rf | 1 | 36.5052 | 4.9154 | Macro 2100 3 sectors |  | 2100M_S111@UMTS_S111@LTE | Directional (A264518R0v06) | 6 | 10 | RT | YES | 1 site->1 villages(1329) | 12 | 59 | 247.7 | 516
Lot n°75_1330 | Lot N°75 | Lot N°75(20localités) | HUAWEI | Nokia | Sétif | Béni Mouhli | Boussaada | Djezzy | 36.5085 | 4.9247 | 761 |  | New | yh_1327_1324_1330_1331_rf | 4 | 36.5155 | 4.9265 | Macro 900 3 sectors |  | 900M_S222@GSM_S111@LTE | Directional (A704516R0v06) | 30 | 28 | GF | YES | 1 site->4 villages(1324/1327/1330/1331) | 289 | 72.2 | 191.8 | 802
Lot n°75_1331 | Lot N°75 | Lot N°75(20localités) | HUAWEI | Nokia | Sétif | Béni Mouhli | Amezoug | Djezzy | 36.5046 | 4.9252 | 640 |  | New | yh_1327_1324_1330_1331_rf | 4 | 36.5155 | 4.9265 | Macro 900 3 sectors |  | 900M_S222@GSM_S111@LTE | Directional (A704516R0v06) | 30 | 28 | GF | YES | 1 site->4 villages(1324/1327/1330/1331) | 289 | 72.2 | 191.8 | 1218
Lot n°75_1332 | Lot N°75 | Lot N°75(20localités) | HUAWEI | Nokia | Sétif | Bougaa | Bakhbakh | Djezzy | 36.379 | 5.1336 | 400 |  | New | yh_1332_rf | 1 | 36.3804 | 5.1308 | RuralLink |  | RuralLink 900M_O2@GSM_S111@LTE | Directional (A704515S0v06) | 6 | 10 | RT | YES | 1 site->1 villages(1332) | 12.3 | 132.3 | 252.3 | 294
Lot n°76_1333 | Lot N°76 | Lot N°76(20localités) | HUAWEI | Nokia | Sétif | Boutaleb | Boulerdjam | Djezzy | 35.6382 | 5.2992 | 1616 |  | New | yh_1339_1333_1344_gf | 3 | 35.6476 | 5.3072 | Macro 900 3 sectors |  | 900M_S222@GSM_S111@LTE | Directional (A704516R0v06) | 30 | 28 | GF | YES | 1 site->3 villages(1333/1339/1340) | 314.9 | 74.9 | 194.9 | 1271
Lot n°76_1334 | Lot N°76 | Lot N°76(20localités) | HUAWEI | Nokia | Sétif | Boutaleb | Boudjlikh | Djezzy | 35.6578 | 5.266 | 765 |  | New | yh_1338_1334_1335_gf | 3 | 35.6522 | 5.2732 | Macro 900 3 sectors |  | 900M_S222@GSM_S111@LTE | Directional (A704516R0v06) | 30 | 28 | GF | YES | 1 site->3 villages(1334/1335/1338) | 313.9 | 30.3 | 251.8 | 898
Lot n°76_1335 | Lot N°76 | Lot N°76(20localités) | HUAWEI | Nokia | Sétif | Boutaleb | Guenifa | Djezzy | 35.6569 | 5.2765 | 1055 |  | New | yh_1338_1334_1335_gf | 3 | 35.6522 | 5.2732 | Macro 900 3 sectors |  | 900M_S222@GSM_S111@LTE | Directional (A704516R0v06) | 30 | 28 | GF | YES | 1 site->3 villages(1334/1335/1338) | 313.9 | 30.3 | 251.8 | 604
Lot n°76_1336 | Lot N°76 | Lot N°76(20localités) | HUAWEI | Nokia | Sétif | Boutaleb | Oum Amor | Djezzy | 35.6633 | 5.2233 | 500 |  | New | yh_1336_1337_gf | 2 | 35.6708 | 5.2016 | Macro 900 3 sectors |  | 900M_S222@GSM_S111@LTE | Directional (A704516R0v06) | 30 | 28 | GF | YES | 1 site->2 villages(1336/1337) | 296.7 | 113.2 | 205 | 2136
Lot n°76_1337 | Lot N°76 | Lot N°76(20localités) | HUAWEI | Nokia | Sétif | Boutaleb | Dar El Beida | Djezzy | 35.6768 | 5.1868 | 500 |  | New | yh_1336_1337_gf | 2 | 35.6708 | 5.2016 | Macro 900 3 sectors |  | 900M_S222@GSM_S111@LTE | Directional (A704516R0v06) | 30 | 28 | GF | YES | 1 site->2 villages(1336/1337) | 296.7 | 113.2 | 205 | 1487
Lot n°76_1338 | Lot N°76 | Lot N°76(20localités) | HUAWEI | Nokia | Sétif | Boutaleb | Kbar Delah | Djezzy | 35.6486 | 5.2597 | 1500 |  | New | yh_1338_1334_1335_gf | 3 | 35.6522 | 5.2732 | Macro 900 3 sectors |  | 900M_S222@GSM_S111@LTE | Directional (A704516R0v06) | 30 | 28 | GF | YES | 1 site->3 villages(1334/1335/1338) | 313.9 | 30.3 | 251.8 | 1277
Lot n°76_1339 | Lot N°76 | Lot N°76(20localités) | HUAWEI | Nokia | Sétif | Boutaleb | Ermail | Djezzy | 35.639 | 5.2908 | 500 |  | New | yh_1339_1333_1344_gf | 3 | 35.6476 | 5.3072 | Macro 900 3 sectors |  | 900M_S222@GSM_S111@LTE | Directional (A704516R0v06) | 30 | 28 | GF | YES | 1 site->3 villages(1333/1339/1340) | 314.9 | 74.9 | 194.9 | 1764
Lot n°76_1340 | Lot N°76 | Lot N°76(20localités) | HUAWEI | Nokia | Sétif | Boutaleb | Arif | Djezzy | 35.6457 | 5.3066 | 900 |  | New | yh_1339_1333_1344_gf | 3 | 35.6476 | 5.3072 | Macro 900 3 sectors |  | 900M_S222@GSM_S111@LTE | Directional (A704516R0v06) | 30 | 28 | GF | YES | 1 site->3 villages(1333/1339/1340) | 314.9 | 74.9 | 194.9 | 208
Lot n°76_1341 | Lot N°76 | Lot N°76(20localités) | HUAWEI | Nokia | Sétif | Boutaleb | Anoual | Djezzy | 35.7016 | 5.2428 | 100 |  | New | yh_1341_rf | 1 | 35.7025 | 5.2402 | RuralStar |  | RuralStar 900M_O2@GSM_O1@LTE | OMNI( A70VP1100v06) | 6 | 10 | RT | YES | 1 site->1 villages(1341) | 0 |  |  | 249
Lot n°76_1342 | Lot N°76 | Lot N°76(20localités) | HUAWEI | Nokia | Sétif | Boutaleb | Abla | Djezzy | 35.6976 | 5.2908 | 50 |  | New | yh_1342_rf | 1 | 35.6997 | 5.2924 | RuralStar |  | RuralStar 900M_O2@GSM_O1@LTE | OMNI( A70VP1100v06) | 6 | 10 | RT | YES | 1 site->1 villages(1342) | 0 |  |  | 273
Lot n°76_1343 | Lot N°76 | Lot N°76(20localités) | HUAWEI | Nokia | Sétif | Boutaleb | Mechta Ouadah | Djezzy | 35.6929 | 5.1513 | 2000 |  | New | yh_1343_rf | 1 | 35.6914 | 5.1552 | Macro 2100 3 sectors |  | 2100M_S111@UMTS_S111@LTE | Directional (A264518R0v06) | 30 | 28 | GF | YES | 1 site->1 villages(1343) | 297.3 | 128.3 | 247.1 | 388
Lot n°76_1345 | Lot N°76 | Lot N°76(20localités) | HUAWEI | Nokia | Sétif | Djemila | Akriche | Djezzy | 36.3649 | 5.7693 | 213 |  | New | yh_1345_1348_rf | 2 | 36.3708 | 5.7879 | Macro 900 3 sectors |  | 900M_S222@GSM_S111@LTE | Directional (A704516R0v06) | 30 | 28 | GF | YES | 1 site->2 villages(1345/1348) | 347.8 | 118.1 | 248.4 | 1786
Lot n°76_1346 | Lot N°76 | Lot N°76(20localités) | HUAWEI | Nokia | Sétif | Djemila | Cheboub | Djezzy | 36.3435 | 5.7419 | 968 |  | New | yh_1346_rf | 1 | 36.3434 | 5.7429 | Macro 2100 3 sectors |  | 2100M_S111@UMTS_S111@LTE | Directional (A264518R0v06) | 30 | 28 | GF | YES | 1 site->1 villages(1346) | 32 | 175.6 | 253.9 | 91
Lot n°76_1347 | Lot N°76 | Lot N°76(20localités) | HUAWEI | Nokia | Sétif | Djemila | Ferd Elhadad | Djezzy | 36.3661 | 5.7503 | 249 |  | New | yh_1347_1364_rf | 2 | 36.3675 | 5.7478 | Macro 900 3 sectors |  | 900M_S222@GSM_S111@LTE | Directional (A704516R0v06) | 30 | 28 | GF | YES | 1 site->2 villages(1347/1364) | 26.7 | 123.3 | 290.1 | 269
Lot n°76_1348 | Lot N°76 | Lot N°76(20localités) | HUAWEI | Nokia | Sétif | Djemila | Sefrina | Djezzy | 36.3726 | 5.7874 | 347 |  | New | yh_1345_1348_rf | 2 | 36.3708 | 5.7879 | Macro 900 3 sectors |  | 900M_S222@GSM_S111@LTE | Directional (A704516R0v06) | 30 | 28 | GF | YES | 1 site->2 villages(1345/1348) | 347.8 | 118.1 | 248.4 | 204
Lot n°76_1349 | Lot N°76 | Lot N°76(20localités) | HUAWEI | Nokia | Sétif | Djemila | Sidi Nacer | Djezzy | 36.3403 | 5.8122 | 207 |  | New | yh_1349_1350_1351_1352_gf | 4 | 36.3293 | 5.7936 | Macro 900 3 sectors |  | 900M_S222@GSM_S111@LTE | Directional (A704516R0v06) | 30 | 28 | GF | YES | 1 site->4 villages(1349/1350/1351/1352) | 290.3 | 76.8 | 224.2 | 2063
Lot n°76_1350 | Lot N°76 | Lot N°76(20localités) | HUAWEI | Nokia | Sétif | Djemila | Elguettar | Djezzy | 36.3316 | 5.7859 | 50 |  | New | yh_1349_1350_1351_1352_gf | 4 | 36.3293 | 5.7936 | Macro 900 3 sectors |  | 900M_S222@GSM_S111@LTE | Directional (A704516R0v06) | 30 | 28 | GF | YES | 1 site->4 villages(1349/1350/1351/1352) | 290.3 | 76.8 | 224.2 | 740
Lot n°76_1351 | Lot N°76 | Lot N°76(20localités) | HUAWEI | Nokia | Sétif | Djemila | Kaf Lakhal | Djezzy | 36.331 | 5.8024 | 85 |  | New | yh_1349_1350_1351_1352_gf | 4 | 36.3293 | 5.7936 | Macro 900 3 sectors |  | 900M_S222@GSM_S111@LTE | Directional (A704516R0v06) | 30 | 28 | GF | YES | 1 site->4 villages(1349/1350/1351/1352) | 290.3 | 76.8 | 224.2 | 804
Lot n°76_1352 | Lot N°76 | Lot N°76(20localités) | HUAWEI | Nokia | Sétif | Djemila | Lemrabtine | Djezzy | 36.3234 | 5.7866 | 86 |  | New | yh_1349_1350_1351_1352_gf | 4 | 36.3293 | 5.7936 | Macro 900 3 sectors |  | 900M_S222@GSM_S111@LTE | Directional (A704516R0v06) | 30 | 28 | GF | YES | 1 site->4 villages(1349/1350/1351/1352) | 290.3 | 76.8 | 224.2 | 910
Lot n°77_1353 | Lot N°77 | Lot N°77(20localités) | HUAWEI | Nokia | Sétif | Draa Kebila | Tizi Oughled | Djezzy | 36.4381 | 5.0358 | 1200 |  | New | yh_1353_rf | 1 | 36.4382 | 5.0365 | Macro 2100 3 sectors |  | 2100M_S111@UMTS_S111@LTE | Directional (A264518R0v06) | 6 | 10 | RT | YES | 1 site->1 villages(1353) | 320.8 | 46.1 | 263.3 | 63
Lot n°77_1354 | Lot N°77 | Lot N°77(20localités) | HUAWEI | Nokia | Sétif | Draa Kebila | Tazouguert | Djezzy | 36.4186 | 5.0113 | 600 |  | New | yh_1354_rf | 1 | 36.4193 | 5.0115 | Macro 900 3 sectors |  | 900M_S222@GSM_S111@LTE | Directional (A704516R0v06) | 6 | 10 | RT | YES | 1 site->1 villages(1354) | 340.3 | 224 | 289.7 | 77
Lot n°77_1355 | Lot N°77 | Lot N°77(20localités) | HUAWEI | Nokia | Sétif | Draa Kebila | Ouled Kebila | Djezzy | 36.4397 | 5.0214 | 1180 |  | New | yh_1355_1356_rf | 2 | 36.444 | 5.0172 | Macro 900 3 sectors |  | 900M_S222@GSM_S111@LTE | Directional (A704516R0v06) | 9 | 13 | RT | YES | 1 site->2 villages(1355/1356) | 32.7 | 152.7 | 272.7 | 606
Lot n°77_1356 | Lot N°77 | Lot N°77(20localités) | HUAWEI | Nokia | Sétif | Draa Kebila | Ouled Chiba | Djezzy | 36.4436 | 5.0175 | 400 |  | New | yh_1355_1356_rf | 2 | 36.444 | 5.0172 | Macro 900 3 sectors |  | 900M_S222@GSM_S111@LTE | Directional (A704516R0v06) | 9 | 13 | RT | YES | 1 site->2 villages(1355/1356) | 32.7 | 152.7 | 272.7 | 52
Lot n°77_1357 | Lot N°77 | Lot N°77(20localités) | HUAWEI | Nokia | Sétif | Draa Kebila | Timachtaouine | Djezzy | 36.4185 | 4.996 | 100 |  | New | yh_1357_rf | 1 | 36.4198 | 4.9973 | RuralStar |  | RuralStar 900M_O2@GSM_O1@LTE | OMNI( A70VP1100v06) | 6 | 10 | RT | YES | 1 site->1 villages(1357) | 0 |  |  | 183
Lot n°77_1358 | Lot N°77 | Lot N°77(20localités) | HUAWEI | Nokia | Sétif | Maaouia | Ras Douar | Djezzy | 36.3292 | 5.677 | 810 |  | New | yh_1358_rf | 1 | 36.3259 | 5.6771 | Macro 2100 3 sectors |  | 2100M_S111@UMTS_S111@LTE | Directional (A264518R0v06) | 24 | 22 | GF | YES | 1 site->1 villages(1358) | 63.8 | 163 | 232.8 | 367
Lot n°77_1359 | Lot N°77 | Lot N°77(20localités) | HUAWEI | Nokia | Sétif | Maaouia | Blahda | Djezzy | 36.3515 | 5.6947 | 152 |  | New | yh_1359_1362_rf | 1 | 36.3554 | 5.6985 | RuralStar |  | RuralStar 900M_O2@GSM_O1@LTE | OMNI( A70VP1100v06) | 9 | 13 | RT | YES | 1 site->1 villages(1359) | 0 |  |  | 548
Lot n°77_1360 | Lot N°77 | Lot N°77(20localités) | HUAWEI | Nokia | Sétif | Maaouia | Draa Rsas | Djezzy | 36.3857 | 5.7356 | 730 |  | New | yh_1360_rf | 1 | 36.3858 | 5.7303 | Macro 900 3 sectors |  | 900M_S222@GSM_S111@LTE | Directional (A704516R0v06) | 6 | 10 | RT | YES | 1 site->1 villages(1360) | 33.3 | 93.9 | 281.7 | 475
Lot n°77_1361 | Lot N°77 | Lot N°77(20localités) | HUAWEI | Nokia | Sétif | Maaouia | Ain Ouari | Djezzy | 36.4201 | 5.7315 | 70 |  | New | yh_1361_rf | 1 | 36.4207 | 5.7285 | RuralStar |  | RuralStar 900M_O2@GSM_O1@LTE | OMNI( A70VP1100v06) | 6 | 10 | RT | YES | 1 site->1 villages(1361) | 0 |  |  | 271
Lot n°77_1363 | Lot N°77 | Lot N°77(20localités) | HUAWEI | Nokia | Sétif | Maaouia | Daassa | Djezzy | 36.3694 | 5.7138 | 68 |  | New | yh_1363_rf | 1 | 36.369 | 5.7145 | RuralStar |  | RuralStar 900M_O2@GSM_O1@LTE | OMNI( A70VP1100v06) | 6 | 10 | RT | YES | 1 site->1 villages(1363) | 0 |  |  | 76
Lot n°77_1364 | Lot N°77 | Lot N°77(20localités) | HUAWEI | Nokia | Sétif | Maaouia | Ain Zian | Djezzy | 36.3706 | 5.7371 | 50 |  | New | yh_1347_1364_rf | 2 | 36.3675 | 5.7478 | Macro 900 3 sectors |  | 900M_S222@GSM_S111@LTE | Directional (A704516R0v06) | 30 | 28 | GF | YES | 1 site->2 villages(1347/1364) | 26.7 | 123.3 | 290.1 | 1022
Lot n°77_1365 | Lot N°77 | Lot N°77(20localités) | HUAWEI | Nokia | Sétif | Serdj EI Ghoul | Ouled Amara | Djezzy | 36.4494 | 5.5964 | 107 |  | New | yh_1365_rf | 1 | 36.4477 | 5.6061 | RuralStar |  | RuralStar 900M_O2@GSM_O1@LTE | OMNI( A70VP1100v06) | 6 | 10 | RT | YES | 1 site->1 villages(1365) | 0 |  |  | 883
Lot n°77_1366 | Lot N°77 | Lot N°77(20localités) | HUAWEI | Nokia | Sétif | Serdj EI Ghoul | Ouled Sabae | Djezzy | 36.462 | 5.5428 | 400 |  | New | yh_1366_1372_rf | 2 | 36.4595 | 5.5551 | Macro 900 3 sectors |  | 900M_S222@GSM_S111@LTE | Directional (A704516R0v06) | 9 | 13 | RT | YES | 1 site->2 villages(1366/1372) | 284.4 | 71.3 | 218.1 | 1133
Lot n°77_1367 | Lot N°77 | Lot N°77(20localités) | HUAWEI | Nokia | Sétif | Serdj EI Ghoul | Rakm Achra | Djezzy | 36.4074 | 5.5088 | 121 |  | New | yh_1457_1367_1246_rf | 2 | 36.3968 | 5.504 | Macro 900 3 sectors |  | 900M_S222@GSM_S111@LTE | Directional (A704516R0v06) | 24 | 22 | GF | YES | 1 site->2 villages(1246/1367) | 20.3 | 93.8 | 237 | 1255
Lot n°77_1368 | Lot N°77 | Lot N°77(20localités) | HUAWEI | Nokia | Sétif | Serdj EI Ghoul | Ouled Ali | Djezzy | 36.4278 | 5.5627 | 191 |  | New | yh_1368_rf | 1 | 36.43 | 5.5622 | RuralStar |  | RuralStar 900M_O2@GSM_O1@LTE | OMNI( A70VP1100v06) | 12 | 16 | RT | YES | 1 site->1 villages(1368) | 0 |  |  | 247
Lot n°77_1369 | Lot N°77 | Lot N°77(20localités) | HUAWEI | Nokia | Sétif | Serdj EI Ghoul | Ouled Badi | Djezzy | 36.4535 | 5.5328 | 195 |  | New | yh_1370_1468_rf | 3 | 36.4639 | 5.5313 | Macro 900 3 sectors |  | 900M_S222@GSM_S111@LTE | Directional (A704516R0v06) | 12 | 16 | RT | YES | 1 site->3 villages(1369/1370/1468) | 58.7 | 178.7 | 298.7 | 1169
Lot n°77_1370 | Lot N°77 | Lot N°77(20localités) | HUAWEI | Nokia | Sétif | Serdj EI Ghoul | Laababsa | Djezzy | 36.4581 | 5.5315 | 291 |  | New | yh_1370_1468_rf | 3 | 36.4639 | 5.5313 | Macro 900 3 sectors |  | 900M_S222@GSM_S111@LTE | Directional (A704516R0v06) | 12 | 16 | RT | YES | 1 site->3 villages(1369/1370/1468) | 58.7 | 178.7 | 298.7 | 651
Lot n°77_1371 | Lot N°77 | Lot N°77(20localités) | HUAWEI | Nokia | Sétif | Serdj EI Ghoul | Touahen | Djezzy | 36.4378 | 5.5371 | 376 |  | New | ly77_1371 | 1 | 36.437 | 5.5394 | RuralLink |  | RuralLink 900M_O2@GSM_S111@LTE | Directional (A704515S0v06) | 12 | 16 | RT | YES | 1 site->1 villages(1371) | 16.5 | 136.5 | 256.5 | 226
Lot n°77_1372 | Lot N°77 | Lot N°77(20localités) | HUAWEI | Nokia | Sétif | Serdj EI Ghoul | Sraouia | Djezzy | 36.4553 | 5.551 | 250 |  | New | yh_1366_1372_rf | 2 | 36.4595 | 5.5551 | Macro 900 3 sectors |  | 900M_S222@GSM_S111@LTE | Directional (A704516R0v06) | 9 | 13 | RT | YES | 1 site->2 villages(1366/1372) | 284.4 | 71.3 | 218.1 | 592
Lot n°78_1373 | Lot N°78 | Lot N°78(20localités) | HUAWEI | Nokia | Sétif | El Ouricia | Lekhebabcha | Djezzy | 36.2479 | 5.4071 | 120 |  | New | yh_1373_rf | 1 | 36.2457 | 5.4113 | RuralStar |  | RuralStar 900M_O2@GSM_O1@LTE | OMNI( A70VP1100v06) | 6 | 10 | RT | YES | 1 site->1 villages(1373) | 0 |  |  | 446
Lot n°78_1374 | Lot N°78 | Lot N°78(20localités) | HUAWEI | Nokia | Sétif | HAMMAM SOKHNA | Elmaader Nord | Djezzy | 36.0045 | 5.7651 | 393 |  | New | yh_1374_1375_1383_rf | 2 | 36.0065 | 5.7728 | Macro 900 3 sectors |  | 900M_S222@GSM_S111@LTE | Directional (A704516R0v06) | 12 | 16 | RT | YES | 1 site->2 villages(1374/1375) | 69.7 | 160.8 | 251.9 | 724
Lot n°78_1375 | Lot N°78 | Lot N°78(20localités) | HUAWEI | Nokia | Sétif | HAMMAM SOKHNA | Ouled Mehenna | Djezzy | 36.0093 | 5.7819 | 588 |  | New | yh_1374_1375_1383_rf | 2 | 36.0065 | 5.7728 | Macro 900 3 sectors |  | 900M_S222@GSM_S111@LTE | Directional (A704516R0v06) | 12 | 16 | RT | YES | 1 site->2 villages(1374/1375) | 69.7 | 160.8 | 251.9 | 874
Lot n°78_1376 | Lot N°78 | Lot N°78(20localités) | HUAWEI | Nokia | Sétif | HAMMAM SOKHNA | Ouled Athmen | Djezzy | 36.0055 | 5.8371 | 547 |  | New | yh_1376_1377_1384_rf | 3 | 36.0017 | 5.8495 | Macro 900 3 sectors |  | 900M_S222@GSM_S111@LTE | Directional (A704516R0v06) | 12 | 16 | RT | YES | 1 site->3 villages(1376/1377/1384) | 49.3 | 186.8 | 290.9 | 1197
Lot n°78_1377 | Lot N°78 | Lot N°78(20localités) | HUAWEI | Nokia | Sétif | HAMMAM SOKHNA | Ouled Difellah | Djezzy | 36.0114 | 5.8635 | 525 |  | New | yh_1376_1377_1384_rf | 3 | 36.0017 | 5.8495 | Macro 900 3 sectors |  | 900M_S222@GSM_S111@LTE | Directional (A704516R0v06) | 12 | 16 | RT | YES | 1 site->3 villages(1376/1377/1384) | 49.3 | 186.8 | 290.9 | 1662
Lot n°78_1378 | Lot N°78 | Lot N°78(20localités) | HUAWEI | Nokia | Sétif | HAMMAM SOKHNA | Ouled Elazzem | Djezzy | 36.0077 | 5.8831 | 1365 |  | New | yh_1378_1379_1380_1265_rf | 4 | 35.9933 | 5.8941 | Macro 900 3 sectors |  | 900M_S222@GSM_S111@LTE | Directional (A704516R0v06) | 12 | 16 | RT | YES | 1 site->4 villages(1265/1378/1379/1380) | 35.9 | 116.7 | 328.1 | 1884
Lot n°78_1379 | Lot N°78 | Lot N°78(20localités) | HUAWEI | Nokia | Sétif | HAMMAM SOKHNA | Lahouamel | Djezzy | 36.0039 | 5.9017 | 746 |  | New | yh_1378_1379_1380_1265_rf | 4 | 35.9933 | 5.8941 | Macro 900 3 sectors |  | 900M_S222@GSM_S111@LTE | Directional (A704516R0v06) | 12 | 16 | RT | YES | 1 site->4 villages(1265/1378/1379/1380) | 35.9 | 116.7 | 328.1 | 1362
Lot n°78_1380 | Lot N°78 | Lot N°78(20localités) | HUAWEI | Nokia | Sétif | HAMMAM SOKHNA | Ouled Hellal | Djezzy | 36.0017 | 5.9017 | 720 |  | New | yh_1378_1379_1380_1265_rf | 4 | 35.9933 | 5.8941 | Macro 900 3 sectors |  | 900M_S222@GSM_S111@LTE | Directional (A704516R0v06) | 12 | 16 | RT | YES | 1 site->4 villages(1265/1378/1379/1380) | 35.9 | 116.7 | 328.1 | 1152
Lot n°78_1383 | Lot N°78 | Lot N°78(20localités) | HUAWEI | Nokia | Sétif | HAMMAM SOKHNA | Laararssa | Djezzy | 36.0092 | 5.8159 | 543 |  | New | ly78_1383 | 1 | 36.0088 | 5.8149 | RuralLink |  | RuralLink 900M_O2@GSM_S111@LTE | Directional (A704515S0v06) | 12 | 16 | RT | YES | 1 site->1 villages(1383) | 2.3 | 122.3 | 242.3 | 95
Lot n°78_1384 | Lot N°78 | Lot N°78(20localités) | HUAWEI | Nokia | Sétif | HAMMAM SOKHNA | Ouled Sidi Ali | Djezzy | 35.9796 | 5.8462 | 444 |  | New | yh_1376_1377_1384_rf | 3 | 36.0017 | 5.8495 | Macro 900 3 sectors |  | 900M_S222@GSM_S111@LTE | Directional (A704516R0v06) | 12 | 16 | RT | YES | 1 site->3 villages(1376/1377/1384) | 49.3 | 186.8 | 290.9 | 2473
Lot n°78_1385 | Lot N°78 | Lot N°78(20localités) | HUAWEI | Nokia | Sétif | Harbil | Village Guert | Djezzy | 36.3045 | 4.9246 | 200 |  | New | yh_1385_rf | 1 | 36.3037 | 4.9254 | RuralStar |  | RuralStar 900M_O2@GSM_O1@LTE | OMNI( A70VP1100v06) | 6 | 10 | RT | YES | 1 site->1 villages(1385) | 0 |  |  | 113
Lot n°78_1386 | Lot N°78 | Lot N°78(20localités) | HUAWEI | Nokia | Sétif | Harbil | Village Laazib | Djezzy | 36.377 | 4.9263 | 400 |  | New | yh_1386_rf | 1 | 36.3759 | 4.9274 | RuralLink |  | RuralLink 900M_O2@GSM_S111@LTE | Directional (A704515S0v06) | 6 | 10 | RT | YES | 1 site->1 villages(1386) | 50.8 | 170.8 | 290.8 | 148
Lot n°78_1389 | Lot N°78 | Lot N°78(20localités) | HUAWEI | Nokia | Sétif | Ksar El Abtal | Layadat | Djezzy | 35.9933 | 5.1407 | 1646 |  | New | yh_1389_rf | 1 | 35.991 | 5.1408 | Macro 2100 3 sectors |  | 2100M_S111@UMTS_S111@LTE | Directional (A264518R0v06) | 6 | 10 | RT | YES | 1 site->1 villages(1389) | 355.9 | 87.1 | 167.7 | 252
Lot n°78_1390 | Lot N°78 | Lot N°78(20localités) | HUAWEI | Nokia | Sétif | Ksar El Abtal | Lafraoua | Djezzy | 35.9583 | 5.2135 | 1662 |  | New | yh_1390_1391_rf | 1 | 35.9576 | 5.2132 | Macro 2100 3 sectors |  | 2100M_S111@UMTS_S111@LTE | Directional (A264518R0v06) | 30 | 28 | GF | YES | 1 site->1 villages(1390) | 47.9 | 131.2 | 181.6 | 83
Lot n°79_1393 | Lot N°79 | Lot N°79 (20 Localités) | HUAWEI | Nokia | Sétif | GUELLAL | Lakouara | Djezzy | 35.9936 | 5.3722 | 1581 |  | New | yh_1302_1303_rf | 2 | 35.9786 | 5.3801 | Macro 900 3 sectors |  | 900M_S222@GSM_S111@LTE | Directional (A704516R0v06) | 18 | 16 | GF | YES | 1 site->2 villages(1303/1393) | 337 | 78.9 | 180.9 | 1808
Lot n°79_1394 | Lot N°79 | Lot N°79 (20 Localités) | HUAWEI | Nokia | Sétif | GUELLAL | El Maadher | Djezzy | 36.0626 | 5.3437 | 1582 |  | New | ly79_1394 | 1 | 36.0623 | 5.3431 | Macro 2100 3 sectors |  | 2100M_S111@UMTS_S111@LTE | Directional (A264518R0v06) | 9 | 13 | RT | YES | 1 site->1 villages(1394) | 281.1 | 20.7 | 229.8 | 63
Lot n°79_1396 | Lot N°79 | Lot N°79 (20 Localités) | HUAWEI | Nokia | Sétif | Guelta Zerka | Boudjanada | Djezzy | 36.2129 | 5.7909 | 549 |  | New | yh_1396_1398_rf | 2 | 36.2255 | 5.7886 | Macro 900 3 sectors |  | 900M_S222@GSM_S111@LTE | Directional (A704516R0v06) | 24 | 22 | GF | YES | 1 site->2 villages(1396/1398) | 37.3 | 171.8 | 262.7 | 1423
Lot n°79_1397 | Lot N°79 | Lot N°79 (20 Localités) | HUAWEI | Nokia | Sétif | Guelta Zerka | Boumalek | Djezzy | 36.2073 | 5.6472 | 881 |  | New | yh_1397_1399_rf | 2 | 36.2082 | 5.642 | Macro 900 3 sectors |  | 900M_S222@GSM_S111@LTE | Directional (A704516R0v06) | 9 | 13 | RT | YES | 1 site->2 villages(1397/1399) | 342.4 | 102.4 | 222.4 | 477
Lot n°79_1398 | Lot N°79 | Lot N°79 (20 Localités) | HUAWEI | Nokia | Sétif | Guelta Zerka | Sidi Messaoud | Djezzy | 36.224 | 5.7731 | 858 |  | New | yh_1396_1398_rf | 2 | 36.2255 | 5.7886 | Macro 900 3 sectors |  | 900M_S222@GSM_S111@LTE | Directional (A704516R0v06) | 24 | 22 | GF | YES | 1 site->2 villages(1396/1398) | 37.3 | 171.8 | 262.7 | 1402
Lot n°79_1399 | Lot N°79 | Lot N°79 (20 Localités) | HUAWEI | Nokia | Sétif | Guelta Zerka | Ain Lahnech | Djezzy | 36.2049 | 5.6614 | 631 |  | New | yh_1397_1399_rf | 2 | 36.2082 | 5.642 | Macro 900 3 sectors |  | 900M_S222@GSM_S111@LTE | Directional (A704516R0v06) | 9 | 13 | RT | YES | 1 site->2 villages(1397/1399) | 342.4 | 102.4 | 222.4 | 1783
Lot n°79_1401 | Lot N°79 | Lot N°79 (20 Localités) | HUAWEI | Nokia | Sétif | Guenzet | Aourir Oualmi | Djezzy | 36.3591 | 4.81 | 263 |  | New | yh_1401_rf | 1 | 36.3583 | 4.8092 | RuralLink |  | RuralLink 900M_O2@GSM_S111@LTE | Directional (A704515S0v06) | 6 | 10 | RT | YES | 1 site->1 villages(1401) | 34.2 | 154.2 | 274.2 | 113
Lot n°79_1402 | Lot N°79 | Lot N°79 (20 Localités) | HUAWEI | Nokia | Sétif | Guenzet | Issoumer | Djezzy | 36.3153 | 4.8121 | 62 |  | New | yh_1402_1403_rf | 2 | 36.3118 | 4.8117 | Macro 900 3 sectors |  | 900M_S222@GSM_S111@LTE | Directional (A704516R0v06) | 9 | 13 | RT | YES | 1 site->2 villages(1402/1403) | 4.8 | 116.2 | 227.6 | 392
Lot n°79_1403 | Lot N°79 | Lot N°79 (20 Localités) | HUAWEI | Nokia | Sétif | Guenzet | Sidi Eldjoudi | Djezzy | 36.3088 | 4.8076 | 61 |  | New | yh_1402_1403_rf | 2 | 36.3118 | 4.8117 | Macro 900 3 sectors |  | 900M_S222@GSM_S111@LTE | Directional (A704516R0v06) | 9 | 13 | RT | YES | 1 site->2 villages(1402/1403) | 4.8 | 116.2 | 227.6 | 496
Lot n°79_1406 | Lot N°79 | Lot N°79 (20 Localités) | HUAWEI | Nokia | Sétif | Guenzet | Ighoudhane | Djezzy | 36.3218 | 4.8479 | 52 |  | New | yh_1406_1407_rf | 3 | 36.317 | 4.8464 | Macro 900 3 sectors |  | 900M_S222@GSM_S111@LTE | Directional (A704516R0v06) | 24 | 22 | GF | YES | 1 site->3 villages(1406/1407/1408) | 13.6 | 149.8 | 286 | 555
Lot n°79_1407 | Lot N°79 | Lot N°79 (20 Localités) | HUAWEI | Nokia | Sétif | Guenzet | Bouadhltene | Djezzy | 36.324 | 4.8489 | 81 |  | New | yh_1406_1407_rf | 3 | 36.317 | 4.8464 | Macro 900 3 sectors |  | 900M_S222@GSM_S111@LTE | Directional (A704516R0v06) | 24 | 22 | GF | YES | 1 site->3 villages(1406/1407/1408) | 13.6 | 149.8 | 286 | 814
Lot n°79_1408 | Lot N°79 | Lot N°79 (20 Localités) | HUAWEI | Nokia | Sétif | Guenzet | Aghledh Nsalah | Djezzy | 36.3218 | 4.8254 | 292 |  | New | yh_1406_1407_rf | 3 | 36.317 | 4.8464 | Macro 900 3 sectors |  | 900M_S222@GSM_S111@LTE | Directional (A704516R0v06) | 24 | 22 | GF | YES | 1 site->3 villages(1406/1407/1408) | 13.6 | 149.8 | 286 | 1958
Lot n°79_1409 | Lot N°79 | Lot N°79 (20 Localités) | HUAWEI | Nokia | Sétif | Tizi N'Béchar | Boulezazene | Djezzy | 36.4133 | 5.3399 | 1050 |  | New | yh_1409_1410_rf | 2 | 36.4119 | 5.3407 | Macro 900 3 sectors |  | 900M_S222@GSM_S111@LTE | Directional (A704516R0v06) | 9 | 13 | RT | YES | 1 site->2 villages(1409/1410) | 336 | 94.8 | 213.5 | 168
Lot n°79_1410 | Lot N°79 | Lot N°79 (20 Localités) | HUAWEI | Nokia | Sétif | Tizi N'Béchar | Tala Lethnine | Djezzy | 36.4047 | 5.3348 | 550 |  | New | yh_1409_1410_rf | 2 | 36.4119 | 5.3407 | Macro 900 3 sectors |  | 900M_S222@GSM_S111@LTE | Directional (A704516R0v06) | 9 | 13 | RT | YES | 1 site->2 villages(1409/1410) | 336 | 94.8 | 213.5 | 958
Lot n°79_1411 | Lot N°79 | Lot N°79 (20 Localités) | HUAWEI | Nokia | Sétif | Tizi N'Béchar | Ouled Aissa | Djezzy | 36.4398 | 5.3762 | 600 |  | New | yh_1412_1411_rf | 1 | 36.4392 | 5.3742 | Macro 900 3 sectors |  | 900M_S222@GSM_S111@LTE | Directional (A704516R0v06) | 9 | 13 | RT | YES | 1 site->1 villages(1411) | 281.3 | 102.8 | 222 | 189
Lot n°80_1413 | Lot N°80 | Lot N°80 (20 Localités) | HUAWEI | Nokia | Sétif | Maouaklane | Ouled Bouaroura | Djezzy | 36.4297 | 5.0747 | 1354 |  | New | yh_1413_1414_1421_1425_rf | 2 | 36.4292 | 5.0766 | Macro 900 3 sectors |  | 900M_S222@GSM_S111@LTE | Directional (A704516R0v06) | 24 | 22 | GF | YES | 1 site->2 villages(1413/1421) | 289.1 | 61.1 | 193 | 182
Lot n°80_1414 | Lot N°80 | Lot N°80 (20 Localités) | HUAWEI | Nokia | Sétif | Maouaklane | Zrour | Djezzy | 36.4339 | 5.0997 | 556 |  | New | ly80_1425 | 2 | 36.4295 | 5.0995 | Macro 900 3 sectors |  | 900M_S222@GSM_S111@LTE | Directional (A704516R0v06) | 24 | 22 | GF | YES | 1 site->2 villages(1414/1425) | 2.2 | 100 | 197.8 | 485
Lot n°80_1415 | Lot N°80 | Lot N°80 (20 Localités) | HUAWEI | Nokia | Sétif | Maouaklane | Laaguaguine | Djezzy | 36.4294 | 5.1153 | 1008 |  | New | yh_1415_rf | 1 | 36.4322 | 5.1111 | Macro 2100 3 sectors |  | 2100M_S111@UMTS_S111@LTE | Directional (A264518R0v06) | 6 | 10 | RT | YES | 1 site->1 villages(1415) | 40.2 | 91.4 | 136.4 | 481
Lot n°80_1416 | Lot N°80 | Lot N°80 (20 Localités) | HUAWEI | Nokia | Sétif | Maouaklane | Tuguernizine | Djezzy | 36.4019 | 5.1556 | 266 |  | New | yh_1416_1430_1431_rf | 3 | 36.407 | 5.1648 | Macro 900 3 sectors |  | 900M_S222@GSM_S111@LTE | Directional (A704516R0v06) | 30 | 28 | GF | YES | 1 site->3 villages(1416/1430/1431) | 45.8 | 169 | 236 | 998
Lot n°80_1417 | Lot N°80 | Lot N°80 (20 Localités) | HUAWEI | Nokia | Sétif | Maouaklane | Ouled Moussa | Djezzy | 36.4122 | 5.1014 | 553 |  | New | yh_1417_1423_rf | 2 | 36.407 | 5.0956 | Macro 900 3 sectors |  | 900M_S222@GSM_S111@LTE | Directional (A704516R0v06) | 9 | 13 | RT | YES | 1 site->2 villages(1417/1423) | 42 | 122.5 | 262.3 | 779
Lot n°80_1418 | Lot N°80 | Lot N°80 (20 Localités) | HUAWEI | Nokia | Sétif | Maouaklane | Ouled Bara | Djezzy | 36.3981 | 5.1072 | 121 |  | New | yh_1418_rf | 1 | 36.3982 | 5.1059 | RuralStar |  | RuralStar 900M_O2@GSM_O1@LTE | OMNI( A70VP1100v06) | 6 | 10 | RT | YES | 1 site->1 villages(1418) | 0 |  |  | 117
Lot n°80_1419 | Lot N°80 | Lot N°80 (20 Localités) | HUAWEI | Nokia | Sétif | Maouaklane | Ouled Sari | Djezzy | 36.3731 | 5.0869 | 142 |  | New | yh_1419_rf | 1 | 36.374 | 5.0837 | RuralStar |  | RuralStar 900M_O2@GSM_O1@LTE | OMNI( A70VP1100v06) | 30 | 28 | GF | YES | 1 site->1 villages(1419) | 0 |  |  | 306
Lot n°80_1420 | Lot N°80 | Lot N°80 (20 Localités) | HUAWEI | Nokia | Sétif | Maouaklane | Tahammamt | Djezzy | 36.3839 | 5.0578 | 426 |  | New | yh_1420_rf | 1 | 36.3822 | 5.0546 | RuralLink |  | RuralLink 900M_O2@GSM_S111@LTE | Directional (A704515S0v06) | 6 | 10 | RT | YES | 1 site->1 villages(1420) | 17.2 | 137.2 | 257.2 | 344
Lot n°80_1421 | Lot N°80 | Lot N°80 (20 Localités) | HUAWEI | Nokia | Sétif | Maouaklane | Lefrada | Djezzy | 36.4167 | 5.0731 | 842 |  | New | yh_1413_1414_1421_1425_rf | 2 | 36.4292 | 5.0766 | Macro 900 3 sectors |  | 900M_S222@GSM_S111@LTE | Directional (A704516R0v06) | 24 | 22 | GF | YES | 1 site->2 villages(1413/1421) | 289.1 | 61.1 | 193 | 1429
Lot n°80_1422 | Lot N°80 | Lot N°80 (20 Localités) | HUAWEI | Nokia | Sétif | Maouaklane | Zouaoua | Djezzy | 36.4194 | 5.1556 | 633 |  | New | yh_1422_1428_1429_rf | 3 | 36.4184 | 5.1516 | Macro 900 3 sectors |  | 900M_S222@GSM_S111@LTE | Directional (A704516R0v06) | 12 | 16 | RT | YES | 1 site->3 villages(1422/1428/1429) | 281 | 71.5 | 220.1 | 370
Lot n°80_1423 | Lot N°80 | Lot N°80 (20 Localités) | HUAWEI | Nokia | Sétif | Maouaklane | Oued El Malha | Djezzy | 36.4042 | 5.1011 | 1606 |  | New | yh_1417_1423_rf | 2 | 36.407 | 5.0956 | Macro 900 3 sectors |  | 900M_S222@GSM_S111@LTE | Directional (A704516R0v06) | 9 | 13 | RT | YES | 1 site->2 villages(1417/1423) | 42 | 122.5 | 262.3 | 589
Lot n°80_1424 | Lot N°80 | Lot N°80 (20 Localités) | HUAWEI | Nokia | Sétif | Maouaklane | Tilmatine | Djezzy | 36.3828 | 5.0708 | 85 |  | New | yh_1424_rf | 1 | 36.3828 | 5.0715 | RuralStar |  | RuralStar 900M_O2@GSM_O1@LTE | OMNI( A70VP1100v06) | 6 | 10 | RT | YES | 1 site->1 villages(1424) | 0 |  |  | 63
Lot n°80_1425 | Lot N°80 | Lot N°80 (20 Localités) | HUAWEI | Nokia | Sétif | Maouaklane | Elmechta | Djezzy | 36.4217 | 5.0964 | 1074 |  | New | ly80_1425 | 2 | 36.4295 | 5.0995 | Macro 900 3 sectors |  | 900M_S222@GSM_S111@LTE | Directional (A704516R0v06) | 24 | 22 | GF | YES | 1 site->2 villages(1414/1425) | 2.2 | 100 | 197.8 | 918
Lot n°80_1426 | Lot N°80 | Lot N°80 (20 Localités) | HUAWEI | Nokia | Sétif | Maouaklane | Tizra | Djezzy | 36.4328 | 5.1333 | 576 |  | New | yh_1426_rf | 1 | 36.4308 | 5.1324 | RuralLink |  | RuralLink 900M_O2@GSM_S111@LTE | Directional (A704515S0v06) | 6 | 10 | RT | YES | 1 site->1 villages(1426) | 28.6 | 148.6 | 268.6 | 235
Lot n°80_1427 | Lot N°80 | Lot N°80 (20 Localités) | HUAWEI | Nokia | Sétif | Maouaklane | Chelih | Djezzy | 36.4025 | 5.0503 | 315 |  | New | yh_1427_rf | 1 | 36.4025 | 5.0496 | RuralLink |  | RuralLink 900M_O2@GSM_S111@LTE | Directional (A704515S0v06) | 6 | 10 | RT | YES | 1 site->1 villages(1427) | 95.2 | 215.2 | 335.2 | 58
Lot n°80_1428 | Lot N°80 | Lot N°80 (20 Localités) | HUAWEI | Nokia | Sétif | Maouaklane | Mesthem | Djezzy | 36.4144 | 5.1475 | 585 |  | New | yh_1422_1428_1429_rf | 3 | 36.4184 | 5.1516 | Macro 900 3 sectors |  | 900M_S222@GSM_S111@LTE | Directional (A704516R0v06) | 12 | 16 | RT | YES | 1 site->3 villages(1422/1428/1429) | 281 | 71.5 | 220.1 | 574
Lot n°80_1429 | Lot N°80 | Lot N°80 (20 Localités) | HUAWEI | Nokia | Sétif | Maouaklane | Ain Gueliou | Djezzy | 36.4206 | 5.1378 | 750 |  | New | yh_1422_1428_1429_rf | 3 | 36.4184 | 5.1516 | Macro 900 3 sectors |  | 900M_S222@GSM_S111@LTE | Directional (A704516R0v06) | 12 | 16 | RT | YES | 1 site->3 villages(1422/1428/1429) | 281 | 71.5 | 220.1 | 1263
Lot n°80_1430 | Lot N°80 | Lot N°80 (20 Localités) | HUAWEI | Nokia | Sétif | Maouaklane | Merdj El Zit | Djezzy | 36.4128 | 5.1722 | 135 |  | New | yh_1416_1430_1431_rf | 3 | 36.407 | 5.1648 | Macro 900 3 sectors |  | 900M_S222@GSM_S111@LTE | Directional (A704516R0v06) | 30 | 28 | GF | YES | 1 site->3 villages(1416/1430/1431) | 45.8 | 169 | 236 | 927
Lot n°80_1431 | Lot N°80 | Lot N°80 (20 Localités) | HUAWEI | Nokia | Sétif | Maouaklane | Behane | Djezzy | 36.3969 | 5.1672 | 123 |  | New | yh_1416_1430_1431_rf | 3 | 36.407 | 5.1648 | Macro 900 3 sectors |  | 900M_S222@GSM_S111@LTE | Directional (A704516R0v06) | 30 | 28 | GF | YES | 1 site->3 villages(1416/1430/1431) | 45.8 | 169 | 236 | 1136
Lot n°80_1432 | Lot N°80 | Lot N°80 (20 Localités) | HUAWEI | Nokia | Sétif | Mezloug | Ouled Saifi | Djezzy | 36.0962 | 5.2927 | 740 |  | New | yh_1432_1394_rf | 1 | 36.0961 | 5.2926 | Macro 900 3 sectors |  | 900M_S222@GSM_S111@LTE | Directional (A704516R0v06) | 9 | 13 | RT | YES | 1 site->1 villages(1432) | 290.9 | 54 | 231.9 | 18
Lot n°81_1433 | Lot N°81 | Lot N°81(20 Localités) | HUAWEI | Nokia | Sétif | Oued El Barad | Ouled Moussa | Djezzy | 36.4806 | 5.411 | 500 |  | New | yh_1435_1433_rf | 2 | 36.489 | 5.3955 | Macro 900 3 sectors |  | 900M_S222@GSM_S111@LTE | Directional (A704516R0v06) | 30 | 28 | GF | YES | 1 site->2 villages(1433/1435) | 48.6 | 168.6 | 288.6 | 1672
Lot n°81_1434 | Lot N°81 | Lot N°81(20 Localités) | HUAWEI | Nokia | Sétif | Oued El Barad | Beni Mellah | Djezzy | 36.4939 | 5.3825 | 1000 |  | New | yh_1434_rf | 1 | 36.4956 | 5.3833 | Macro 2100 3 sectors |  | 2100M_S111@UMTS_S111@LTE | Directional (A264518R0v06) | 6 | 10 | RT | YES | 1 site->1 villages(1434) | 63.5 | 127 | 188.8 | 199
Lot n°81_1435 | Lot N°81 | Lot N°81(20 Localités) | HUAWEI | Nokia | Sétif | Oued El Barad | Beni Dracen | Djezzy | 36.486 | 5.3963 | 100 |  | New | yh_1435_1433_rf | 2 | 36.489 | 5.3955 | Macro 900 3 sectors |  | 900M_S222@GSM_S111@LTE | Directional (A704516R0v06) | 30 | 28 | GF | YES | 1 site->2 villages(1433/1435) | 48.6 | 168.6 | 288.6 | 331
Lot n°81_1436 | Lot N°81 | Lot N°81(20 Localités) | HUAWEI | Nokia | Sétif | Oued El Barad | Ouled Ayad | Djezzy | 36.4944 | 5.4151 | 100 |  | New | yh_1436_rf | 1 | 36.4919 | 5.4162 | RuralStar |  | RuralStar 900M_O2@GSM_O1@LTE | OMNI( A70VP1100v06) | 6 | 10 | RT | YES | 1 site->1 villages(1436) | 0 |  |  | 296
Lot n°81_1438 | Lot N°81 | Lot N°81(20 Localités) | HUAWEI | Nokia | Sétif | Ouled Sabor | Ben Zerar | Djezzy | 36.2 | 5.575 | 846 |  | New | yh_1438_rf | 1 | 36.2008 | 5.5748 | Macro 2100 3 sectors |  | 2100M_S111@UMTS_S111@LTE | Directional (A264518R0v06) | 30 | 28 | GF | YES | 1 site->1 villages(1438) | 349.9 | 174.8 | 303.7 | 93
Lot n°81_1439 | Lot N°81 | Lot N°81(20 Localités) | HUAWEI | Nokia | Sétif | Ouled Sabor | Dhraa Hlima | Djezzy | 36.1162 | 5.5588 | 842 |  | New | yh_1439_1440_gf | 1 | 36.1164 | 5.5589 | Macro 2100 3 sectors |  | 2100M_S111@UMTS_S111@LTE | Directional (A264518R0v06) | 12 | 16 | RT | YES | 1 site->1 villages(1439) | 262.4 | 98 | 190.4 | 21
Lot n°81_1440 | Lot N°81 | Lot N°81(20 Localités) | HUAWEI | Nokia | Sétif | Ouled Sabor | Bir Abdellah | Djezzy | 36.1317 | 5.5957 | 1048 |  | New | ql15 | 1 | 36.1318 | 5.5955 | Macro 2100 3 sectors |  | 2100M_S111@UMTS_S111@LTE | Directional (A264518R0v06) | 12 | 16 | RT | YES | 1 site->1 villages(1440) | 13.6 | 159.8 | 229.4 | 24
Lot n°81_1441 | Lot N°81 | Lot N°81(20 Localités) | HUAWEI | Nokia | Sétif | Ouled Sabor | Boughandja | Djezzy | 36.2256 | 5.5294 | 1807 |  | New | yh_1316_1441_rf | 1 | 36.2298 | 5.5267 | Macro 2100 3 sectors |  | 2100M_S111@UMTS_S111@LTE | Directional (A264518R0v06) | 12 | 16 | RT | YES | 1 site->1 villages(1441) | 91 | 144.9 | 198 | 527
Lot n°81_1442 | Lot N°81 | Lot N°81(20 Localités) | HUAWEI | Nokia | Sétif | Ouled Si Ahmed | Cheb Chib | Djezzy | 35.9206 | 5.2383 | 148 |  | New | ly81_1442 | 1 | 35.9206 | 5.2383 | RuralStar |  | RuralStar 900M_O2@GSM_O1@LTE | OMNI( A70VP1100v06) | 12 | 16 | RT | YES | 1 site->1 villages(1442) | 0 |  |  | 8
Lot n°81_1443 | Lot N°81 | Lot N°81(20 Localités) | HUAWEI | Nokia | Sétif | Ouled Si Ahmed | El Tlila | Djezzy | 35.9233 | 5.2167 | 591 |  | New | yh_1442_1443_1444_rf | 2 | 35.92 | 5.2226 | Macro 900 3 sectors |  | 900M_S222@GSM_S111@LTE | Directional (A704516R0v06) | 30 | 28 | GF | YES | 1 site->2 villages(1443/1444) | 304.7 | 64.7 | 184.7 | 643
Lot n°81_1444 | Lot N°81 | Lot N°81(20 Localités) | HUAWEI | Nokia | Sétif | Ouled Si Ahmed | Ledjrabaa | Djezzy | 35.9268 | 5.2197 | 78 |  | New | yh_1442_1443_1444_rf | 2 | 35.92 | 5.2226 | Macro 900 3 sectors |  | 900M_S222@GSM_S111@LTE | Directional (A704516R0v06) | 30 | 28 | GF | YES | 1 site->2 villages(1443/1444) | 304.7 | 64.7 | 184.7 | 800
Lot n°81_1445 | Lot N°81 | Lot N°81(20 Localités) | HUAWEI | Nokia | Sétif | Ouled Si Ahmed | Ouled Hamoud | Djezzy | 35.9064 | 5.1343 | 291 |  | New | ly81_1445 | 1 | 35.9117 | 5.1375 | RuralLink |  | RuralLink 900M_O2@GSM_S111@LTE | Directional (A704515S0v06) | 12 | 16 | RT | YES | 1 site->1 villages(1445) | 3.1 | 123.1 | 243.1 | 661
Lot n°81_1446 | Lot N°81 | Lot N°81(20 Localités) | HUAWEI | Nokia | Sétif | Ouled Si Ahmed | Douar Lamkhalif | Djezzy | 35.8881 | 5.1892 | 50 |  | New | yh_1446_1447_rf | 3 | 35.8883 | 5.1886 | Macro 900 3 sectors |  | 900M_S222@GSM_S111@LTE | Directional (A704516R0v06) | 24 | 22 | GF | YES | 1 site->3 villages(1446/1447/1451) | 286.4 | 114 | 20.2 | 58
Lot n°81_1447 | Lot N°81 | Lot N°81(20 Localités) | HUAWEI | Nokia | Sétif | Ouled Si Ahmed | Douar Laib | Djezzy | 35.8897 | 5.1993 | 150 |  | New | yh_1446_1447_rf | 3 | 35.8883 | 5.1886 | Macro 900 3 sectors |  | 900M_S222@GSM_S111@LTE | Directional (A704516R0v06) | 24 | 22 | GF | YES | 1 site->3 villages(1446/1447/1451) | 286.4 | 114 | 20.2 | 981
Lot n°81_1449 | Lot N°81 | Lot N°81(20 Localités) | HUAWEI | Nokia | Sétif | Ouled Si Ahmed | Lektafa | Djezzy | 35.9449 | 5.136 | 130 |  | New | yh_1449_2067_rf | 2 | 35.9384 | 5.1211 | Macro 900 3 sectors |  | 900M_S222@GSM_S111@LTE | Directional (A704516R0v06) | 30 | 28 | GF | YES | 1 site->2 villages(2067/1449) | 62 | 152.5 | 243.1 | 1524
Lot n°81_1450 | Lot N°81 | Lot N°81(20 Localités) | HUAWEI | Nokia | Sétif | Ouled Si Ahmed | Ouled Aicha | Djezzy | 35.8832 | 5.1272 | 1945 |  | New | yh_1445_1450_2069_2068_gf | 2 | 35.8984 | 5.1193 | Macro 900 3 sectors |  | 900M_S222@GSM_S111@LTE | Directional (A704516R0v06) | 30 | 28 | GF | YES | 1 site->2 villages(2069/1450) | 43.7 | 157.2 | 290.2 | 1836
Lot n°81_1451 | Lot N°81 | Lot N°81(20 Localités) | HUAWEI | Nokia | Sétif | Ouled Si Ahmed | Ouled Si Said | Djezzy | 35.8929 | 5.1694 | 1020 |  | New | yh_1446_1447_rf | 3 | 35.8883 | 5.1886 | Macro 900 3 sectors |  | 900M_S222@GSM_S111@LTE | Directional (A704516R0v06) | 24 | 22 | GF | YES | 1 site->3 villages(1446/1447/1451) | 286.4 | 114 | 20.2 | 1803
Lot n°82_1454 | Lot N°82 | Lot N°82(20 Localités) | HUAWEI | Nokia | Sétif | Aït Tizi | Boufoughal | Djezzy | 36.5306 | 5.1608 | 300 |  | New | yh_1455_rf | 2 | 36.5192 | 5.1529 | Macro 900 3 sectors |  | 900M_S222@GSM_S111@LTE | Directional (A704516R0v06) | 24 | 22 | GF | YES | 1 site->2 villages(1454/1455) | 29.1 | 179.1 | 284.1 | 1451
Lot n°82_1455 | Lot N°82 | Lot N°82(20 Localités) | HUAWEI | Nokia | Sétif | Aït Tizi | Ahamam | Djezzy | 36.5177 | 5.1529 | 600 |  | New | yh_1455_rf | 2 | 36.5192 | 5.1529 | Macro 900 3 sectors |  | 900M_S222@GSM_S111@LTE | Directional (A704516R0v06) | 24 | 22 | GF | YES | 1 site->2 villages(1454/1455) | 29.1 | 179.1 | 284.1 | 164
Lot n°82_1456 | Lot N°82 | Lot N°82(20 Localités) | HUAWEI | Nokia | Sétif | Aït Tizi | Tizi Ouchekrid | Djezzy | 36.5211 | 5.1427 | 250 |  | New | yh_1456_rf | 1 | 36.5261 | 5.1399 | RuralLink |  | RuralLink 900M_O2@GSM_S111@LTE | Directional (A704515S0v06) | 6 | 10 | RT | YES | 1 site->1 villages(1456) | 87.3 | 207.3 | 327.3 | 613
Lot n°82_1457 | Lot N°82 | Lot N°82(20 Localités) | HUAWEI | Nokia | Sétif | Amoucha | Bouamrane | Djezzy | 36.3996 | 5.4392 | 1979 |  | New | CORR_1457_900_RF | 1 | 36.3998 | 5.439 | Macro 2100 3 sectors |  | 2100M_S111@UMTS_S111@LTE | Directional (A264518R0v06) | 12 | 16 | RT | YES | 1 site->1 villages(1457) | 121.1 | 225.2 | 314.9 | 35
Lot n°82_1458 | Lot N°82 | Lot N°82(20 Localités) | HUAWEI | Nokia | Sétif | Amoucha | Zmala | Djezzy | 36.3373 | 5.4122 | 382 |  | New | yh_1458_1464_rf | 2 | 36.3381 | 5.412 | Macro 900 3 sectors |  | 900M_S222@GSM_S111@LTE | Directional (A704516R0v06) | 9 | 13 | RT | YES | 1 site->2 villages(1458/1464) | 51.7 | 170.6 | 291.2 | 99
Lot n°82_1459 | Lot N°82 | Lot N°82(20 Localités) | HUAWEI | Nokia | Sétif | Amoucha | El Thenia | Djezzy | 36.3277 | 5.3986 | 400 |  | New | yh_1460_1459_rf | 2 | 36.3224 | 5.3913 | Macro 900 3 sectors |  | 900M_S222@GSM_S111@LTE | Directional (A704516R0v06) | 9 | 13 | RT | YES | 1 site->2 villages(1459/1460) | 355.2 | 48.1 | 201.6 | 882
Lot n°82_1460 | Lot N°82 | Lot N°82(20 Localités) | HUAWEI | Nokia | Sétif | Amoucha | El Biama | Djezzy | 36.3338 | 5.3901 | 60 |  | New | yh_1460_1459_rf | 2 | 36.3224 | 5.3913 | Macro 900 3 sectors |  | 900M_S222@GSM_S111@LTE | Directional (A704516R0v06) | 9 | 13 | RT | YES | 1 site->2 villages(1459/1460) | 355.2 | 48.1 | 201.6 | 1278
Lot n°82_1461 | Lot N°82 | Lot N°82(20 Localités) | HUAWEI | Nokia | Sétif | Amoucha | Ouled Merghem | Djezzy | 36.3775 | 5.3787 | 650 |  | New | yh_1461_rf | 2 | 36.3775 | 5.3787 | Macro 900 3 sectors |  | 900M_S222@GSM_S111@LTE | Directional (A704516R0v06) | 30 | 28 | GF | YES | 1 site->2 villages(1461/1463) | 9.3 | 129.3 | 249.3 | 0
Lot n°82_1462 | Lot N°82 | Lot N°82(20 Localités) | HUAWEI | Nokia | Sétif | Amoucha | Bouchtat | Djezzy | 36.3899 | 5.3813 | 60 |  | New | yh_1462_rf | 1 | 36.3956 | 5.383 | RuralStar |  | RuralStar 900M_O2@GSM_O1@LTE | OMNI( A70VP1100v06) | 6 | 10 | RT | YES | 1 site->1 villages(1462) | 0 |  |  | 662
Lot n°82_1463 | Lot N°82 | Lot N°82(20 Localités) | HUAWEI | Nokia | Sétif | Amoucha | Bougrab | Djezzy | 36.3938 | 5.3656 | 150 |  | New | yh_1461_rf | 2 | 36.3775 | 5.3787 | Macro 900 3 sectors |  | 900M_S222@GSM_S111@LTE | Directional (A704516R0v06) | 30 | 28 | GF | YES | 1 site->2 villages(1461/1463) | 9.3 | 129.3 | 249.3 | 2161
Lot n°82_1464 | Lot N°82 | Lot N°82(20 Localités) | HUAWEI | Nokia | Sétif | Amoucha | El Diafat | Djezzy | 36.3417 | 5.4176 | 645 |  | New | yh_1458_1464_rf | 2 | 36.3381 | 5.412 | Macro 900 3 sectors |  | 900M_S222@GSM_S111@LTE | Directional (A704516R0v06) | 9 | 13 | RT | YES | 1 site->2 villages(1458/1464) | 51.7 | 170.6 | 291.2 | 636
Lot n°82_1465 | Lot N°82 | Lot N°82(20 Localités) | HUAWEI | Nokia | Sétif | Babor | Djouadda | Djezzy | 36.5041 | 5.514 | 250 |  | New | yh_1465_rf | 1 | 36.5043 | 5.5099 | RuralLink |  | RuralLink 900M_O2@GSM_S111@LTE | Directional (A704515S0v06) | 6 | 10 | RT | YES | 1 site->1 villages(1465) | 119.2 | 239.2 | 359.2 | 368
Lot n°82_1466 | Lot N°82 | Lot N°82(20 Localités) | HUAWEI | Nokia | Sétif | Babor | Ouled Yahia | Djezzy | 36.4361 | 5.4309 | 134 |  | New | yh_1466_rf | 1 | 36.4356 | 5.4301 | RuralStar |  | RuralStar 900M_O2@GSM_O1@LTE | OMNI( A70VP1100v06) | 6 | 10 | RT | YES | 1 site->1 villages(1466) | 0 |  |  | 87
Lot n°82_1467 | Lot N°82 | Lot N°82(20 Localités) | HUAWEI | Nokia | Sétif | Babor | Snina | Djezzy | 36.4237 | 5.4825 | 411 |  | New | yh_1467_rf | 1 | 36.424 | 5.483 | RuralLink |  | RuralLink 900M_O2@GSM_S111@LTE | Directional (A704515S0v06) | 6 | 10 | RT | YES | 1 site->1 villages(1467) | 22.4 | 142.4 | 262.4 | 55
Lot n°82_1468 | Lot N°82 | Lot N°82(20 Localités) | HUAWEI | Nokia | Sétif | Babor | Ouled Badi | Djezzy | 36.4554 | 5.5322 | 378 |  | New | yh_1370_1468_rf | 3 | 36.4639 | 5.5313 | Macro 900 3 sectors |  | 900M_S222@GSM_S111@LTE | Directional (A704516R0v06) | 12 | 16 | RT | YES | 1 site->3 villages(1369/1370/1468) | 58.7 | 178.7 | 298.7 | 955
Lot n°82_1469 | Lot N°82 | Lot N°82(20 Localités) | HUAWEI | Nokia | Sétif | Babor | Tatoubalet | Djezzy | 36.4688 | 5.5271 | 704 |  | New | yh_1469_rf | 1 | 36.4748 | 5.5325 | Macro 900 3 sectors |  | 900M_S222@GSM_S111@LTE | Directional (A704516R0v06) | 6 | 10 | RT | YES | 1 site->1 villages(1469) | 327.2 | 212.1 | 280 | 823
Lot n°82_1470 | Lot N°82 | Lot N°82(20 Localités) | HUAWEI | Nokia | Sétif | Babor | Taloubaket | Djezzy | 36.4434 | 5.486 | 858 |  | New | yh_1470_rf | 1 | 36.4401 | 5.4879 | Macro 2100 3 sectors |  | 2100M_S111@UMTS_S111@LTE | Directional (A264518R0v06) | 30 | 28 | GF | YES | 1 site->1 villages(1470) | 286 | 26.1 | 237.7 | 413
Lot n°82_1471 | Lot N°82 | Lot N°82(20 Localités) | HUAWEI | Nokia | Sétif | Bazer Sakhra | Mecheta Tilef | Djezzy | 36.0926 | 5.6246 | 600 |  | New | yh_1471_rf | 1 | 36.0925 | 5.6264 | Macro 900 3 sectors |  | 900M_S222@GSM_S111@LTE | Directional (A704516R0v06) | 6 | 10 | RT | YES | 1 site->1 villages(1471) | 299.5 | 160.5 | 217.4 | 168
Lot n°82_1472 | Lot N°82 | Lot N°82(20 Localités) | HUAWEI | Nokia | Sétif | Bazer Sakhra | Mecheta Serassib | Djezzy | 36.0643 | 5.6116 | 850 |  | New | yh_1472_rf | 1 | 36.064 | 5.612 | Macro 2100 3 sectors |  | 2100M_S111@UMTS_S111@LTE | Directional (A264518R0v06) | 6 | 10 | RT | YES | 1 site->1 villages(1472) | 290.7 | 132.8 | 229.8 | 51
Lot n°85_1501 | Lot N°85 | Lot N°85(19 Localités) | HUAWEI | Nokia | Skikda | Aïn Bouziane | Ayata | Djezzy | 36.6243 | 6.6793 | 100 |  | New | yh_1501_rf | 1 | 36.6262 | 6.6715 | RuralStar |  | RuralStar 900M_O2@GSM_O1@LTE | OMNI( A70VP1100v06) | 6 | 10 | RT | YES | 1 site->1 villages(1501) | 0 |  |  | 732
Lot n°85_1502 | Lot N°85 | Lot N°85(19 Localités) | HUAWEI | Nokia | Skikda | Ouled Hebaba | Bouhajeb | Djezzy | 36.5454 | 6.9222 | 250 |  | New | yh_1502_rf | 1 | 36.5457 | 6.922 | RuralLink |  | RuralLink 900M_O2@GSM_S111@LTE | Directional (A704515S0v06) | 6 | 10 | RT | YES | 1 site->1 villages(1502) | 30.6 | 150.6 | 270.6 | 39
Lot n°85_1503 | Lot N°85 | Lot N°85(19 Localités) | HUAWEI | Nokia | Skikda | El Marsa | Diar El Djedri | Djezzy | 36.9678 | 7.3253 | 400 |  | New | yh_1503_rf | 1 | 36.9665 | 7.3233 | RuralLink |  | RuralLink 900M_O2@GSM_S111@LTE | Directional (A704515S0v06) | 6 | 10 | RT | YES | 1 site->1 villages(1503) | 68.4 | 188.4 | 308.4 | 234
Lot n°85_1504 | Lot N°85 | Lot N°85(19 Localités) | HUAWEI | Nokia | Skikda | Djendel Saadi Mohamed | El Rafaya | Djezzy | 36.7896 | 7.189 | 500 |  | New | yh_1504_rf | 1 | 36.7868 | 7.1904 | RuralLink |  | RuralLink 900M_O2@GSM_S111@LTE | Directional (A704515S0v06) | 6 | 10 | RT | YES | 1 site->1 villages(1504) | 58.4 | 178.4 | 298.4 | 340
Lot n°85_1505 | Lot N°85 | Lot N°85(19 Localités) | HUAWEI | Nokia | Skikda | Aïn Cherchar | Ezzahar | Djezzy | 36.7052 | 7.2624 | 700 |  | New | yh_1505_rf | 1 | 36.7044 | 7.262 | Macro 900 3 sectors |  | 900M_S222@GSM_S111@LTE | Directional (A704516R0v06) | 6 | 10 | RT | YES | 1 site->1 villages(1505) | 46.3 | 162.4 | 262.4 | 92
Lot n°85_1506 | Lot N°85 | Lot N°85(19 Localités) | HUAWEI | Nokia | Skikda | Ouled Hebaba | Labridiya | Djezzy | 36.5036 | 7.0142 | 480 |  | New | yh_1506_rf | 1 | 36.5055 | 7.014 | RuralLink |  | RuralLink 900M_O2@GSM_S111@LTE | Directional (A704515S0v06) | 6 | 10 | RT | YES | 1 site->1 villages(1506) | 47.4 | 167.4 | 287.4 | 208
Lot n°85_1507 | Lot N°85 | Lot N°85(19 Localités) | HUAWEI | Nokia | Skikda | Es-Sebt | Mechetete Laalama | Djezzy | 36.621 | 7.1134 | 148 |  | New | yh_1507_rf | 1 | 36.6222 | 7.1219 | RuralStar |  | RuralStar 900M_O2@GSM_O1@LTE | OMNI( A70VP1100v06) | 6 | 10 | RT | YES | 1 site->1 villages(1507) | 0 |  |  | 770
Lot n°85_1508 | Lot N°85 | Lot N°85(19 Localités) | HUAWEI | Nokia | Skikda | Es-Sebt | Mechetete Tadjine Ain Souk | Djezzy | 36.6631 | 7.0118 | 148 |  | New | yh_1508_rf | 1 | 36.6629 | 7.012 | RuralStar |  | RuralStar 900M_O2@GSM_O1@LTE | OMNI( A70VP1100v06) | 6 | 10 | RT | YES | 1 site->1 villages(1508) | 0 |  |  | 35
Lot n°85_1509 | Lot N°85 | Lot N°85(19 Localités) | HUAWEI | Nokia | Skikda | Oum Toub | Taghouza | Djezzy | 36.705 | 6.4833 | 200 |  | New | yh_1509_rf | 1 | 36.7016 | 6.4827 | RuralStar |  | RuralStar 900M_O2@GSM_O1@LTE | OMNI( A70VP1100v06) | 6 | 10 | RT | YES | 1 site->1 villages(1509) | 0 |  |  | 378
Lot n°85_1510 | Lot N°85 | Lot N°85(19 Localités) | HUAWEI | Nokia | Constantine | Ben Badis | Hedaj | Djezzy | 36.4414 | 6.8652 | 100 |  | New | yh_1510_rf | 1 | 36.4456 | 6.863 | RuralStar |  | RuralStar 900M_O2@GSM_O1@LTE | OMNI( A70VP1100v06) | 30 | 28 | GF | YES | 1 site->1 villages(1510) | 0 |  |  | 508
Lot n°85_1511 | Lot N°85 | Lot N°85(19 Localités) | HUAWEI | Nokia | Constantine | Ben Badis | El Mahager | Djezzy | 36.2731 | 6.9088 | 230 |  | New | yh_1511_rf | 1 | 36.2722 | 6.91 | RuralStar |  | RuralStar 900M_O2@GSM_O1@LTE | OMNI( A70VP1100v06) | 6 | 10 | RT | YES | 1 site->1 villages(1511) | 0 |  |  | 144
Lot n°85_1512 | Lot N°85 | Lot N°85(19 Localités) | HUAWEI | Nokia | Constantine | Béni Hamiden | Draa Beni Oueget | Djezzy | 36.4807 | 6.5669 | 800 |  | New | yh_1512_rf | 1 | 36.4815 | 6.5713 | Macro 2100 3 sectors |  | 2100M_S111@UMTS_S111@LTE | Directional (A264518R0v06) | 6 | 10 | RT | YES | 1 site->1 villages(1512) | 0.7 | 172.7 | 256.9 | 409
Lot n°85_1513 | Lot N°85 | Lot N°85(19 Localités) | HUAWEI | Nokia | Constantine | Béni Hamiden | El Settara | Djezzy | 36.5065 | 6.4851 | 500 |  | New | ql01 | 1 | 36.5047 | 6.4859 | RuralLink |  | RuralLink 900M_O2@GSM_S111@LTE | Directional (A704515S0v06) | 12 | 16 | RT | YES | 1 site->1 villages(1513) | 3.4 | 123.4 | 243.4 | 218
Lot n°85_1515 | Lot N°85 | Lot N°85(19 Localités) | HUAWEI | Nokia | Constantine | Ibn Ziad | El Annab | Djezzy | 36.3426 | 6.4366 | 545 |  | New | yh_1515_rf | 1 | 36.3427 | 6.4369 | RuralLink |  | RuralLink 900M_O2@GSM_S111@LTE | Directional (A704515S0v06) | 6 | 10 | RT | YES | 1 site->1 villages(1515) | 19.9 | 139.9 | 259.9 | 35
Lot n°85_1516 | Lot N°85 | Lot N°85(19 Localités) | HUAWEI | Nokia | Constantine | Ibn Ziad | El Karia | Djezzy | 36.3756 | 6.3331 | 758 |  | New | yh_1516_rf | 1 | 36.3753 | 6.3323 | Macro 2100 3 sectors |  | 2100M_S111@UMTS_S111@LTE | Directional (A264518R0v06) | 6 | 10 | RT | YES | 1 site->1 villages(1516) | 264.5 | 131 | 192.1 | 75
Lot n°85_1517 | Lot N°85 | Lot N°85(19 Localités) | HUAWEI | Nokia | Constantine | Messaoud Boudjeriou | Kaf Beni Hamza | Djezzy | 36.4372 | 6.4484 | 839 |  | New | yh_1517_rf | 1 | 36.441 | 6.4523 | Macro 2100 3 sectors |  | 2100M_S111@UMTS_S111@LTE | Directional (A264518R0v06) | 30 | 28 | GF | YES | 1 site->1 villages(1517) | 318.8 | 180.9 | 228 | 552
Lot n°85_1518 | Lot N°85 | Lot N°85(19 Localités) | HUAWEI | Nokia | Constantine | Messaoud Boudjeriou | Dersson | Djezzy | 36.4551 | 6.4321 | 100 |  | New | yh_1518_rf | 1 | 36.4545 | 6.4308 | RuralStar |  | RuralStar 900M_O2@GSM_O1@LTE | OMNI( A70VP1100v06) | 6 | 10 | RT | YES | 1 site->1 villages(1518) | 0 |  |  | 137
Lot n°88_1559 | Lot N°88 | Lot N°88(14localités) | HUAWEI | Nokia | Guelma | Aïn Reggada | Ahmed Labiad | Djezzy | 36.2403 | 7.0857 | 256 |  | New | yh_1559_rf | 1 | 36.2395 | 7.0859 | RuralLink |  | RuralLink 900M_O2@GSM_S111@LTE | Directional (A704515S0v06) | 6 | 10 | RT | YES | 1 site->1 villages(1559) | 18.4 | 138.4 | 258.4 | 87
Lot n°88_1560 | Lot N°88 | Lot N°88(14localités) | HUAWEI | Nokia | Guelma | Aïn Sandel | Tabet Ledhiab | Djezzy | 36.2952 | 7.565 | 254 |  | New | yh_1560_rf | 1 | 36.294 | 7.564 | RuralLink |  | RuralLink 900M_O2@GSM_S111@LTE | Directional (A704515S0v06) | 6 | 10 | RT | YES | 1 site->1 villages(1560) | 61.7 | 181.7 | 301.7 | 163
Lot n°88_1561 | Lot N°88 | Lot N°88(14localités) | HUAWEI | Nokia | Guelma | Aïn Sandel | Ain El Baida | Djezzy | 36.2553 | 7.533 | 180 |  | New | yh_1561_gf | 1 | 36.2506 | 7.5349 | RuralStar |  | RuralStar 900M_O2@GSM_O1@LTE | OMNI( A70VP1100v06) | 30 | 28 | GF | YES | 1 site->1 villages(1561) | 0 |  |  | 552
Lot n°88_1562 | Lot N°88 | Lot N°88(14localités) | HUAWEI | Nokia | Guelma | Belkhir | Mechta EL Rmal | Djezzy | 36.391 | 7.4185 | 178 |  | New | yh_1562_rf | 1 | 36.3895 | 7.4139 | RuralStar |  | RuralStar 900M_O2@GSM_O1@LTE | OMNI( A70VP1100v06) | 6 | 10 | RT | YES | 1 site->1 villages(1562) | 0 |  |  | 451
Lot n°88_1563 | Lot N°88 | Lot N°88(14localités) | HUAWEI | Nokia | Guelma | Bordj Sabat | Ayoune Eddehane | Djezzy | 36.4168 | 6.9699 | 450 |  | New | yh_1563_rf | 1 | 36.4169 | 6.9697 | RuralLink |  | RuralLink 900M_O2@GSM_S111@LTE | Directional (A704515S0v06) | 6 | 10 | RT | YES | 1 site->1 villages(1563) | 74.6 | 194.6 | 314.6 | 25
Lot n°88_1564 | Lot N°88 | Lot N°88(14localités) | HUAWEI | Nokia | Guelma | Bordj Sabat | Ouled Sassi | Djezzy | 36.4006 | 7.1478 | 200 |  | New | yh_1564_rf | 1 | 36.3995 | 7.1455 | RuralStar |  | RuralStar 900M_O2@GSM_O1@LTE | OMNI( A70VP1100v06) | 6 | 10 | RT | YES | 1 site->1 villages(1564) | 0 |  |  | 240
Lot n°88_1565 | Lot N°88 | Lot N°88(14localités) | HUAWEI | Nokia | Guelma | Bou Hachana | Ain EL Zaitouna | Djezzy | 36.3094 | 7.4198 | 200 |  | New | yh_1565_rf | 1 | 36.3091 | 7.4197 | RuralStar |  | RuralStar 900M_O2@GSM_O1@LTE | OMNI( A70VP1100v06) | 6 | 10 | RT | YES | 1 site->1 villages(1565) | 0 |  |  | 34
Lot n°88_1566 | Lot N°88 | Lot N°88(14localités) | HUAWEI | Nokia | Guelma | Bouati Mahmoud | Mechta Mecassa | Djezzy | 36.6211 | 7.3769 | 1750 |  | New | yh_1566_rf | 1 | 36.6186 | 7.3833 | Macro 2100 3 sectors |  | 2100M_S111@UMTS_S111@LTE | Directional (A264518R0v06) | 30 | 28 | GF | YES | 1 site->1 villages(1566) | 59.1 | 179.1 | 299.1 | 630
Lot n°88_1567 | Lot N°88 | Lot N°88(14localités) | HUAWEI | Nokia | Guelma | Khezara | El Bour | Djezzy | 36.3652 | 7.5477 | 800 |  | New | yh_1567_rf | 1 | 36.3683 | 7.5431 | Macro 2100 3 sectors |  | 2100M_S111@UMTS_S111@LTE | Directional (A264518R0v06) | 6 | 10 | RT | YES | 1 site->1 villages(1567) | 39.9 | 89.3 | 144.3 | 544
Lot n°88_1568 | Lot N°88 | Lot N°88(14localités) | HUAWEI | Nokia | Guelma | Khezara | Basbassa | Djezzy | 36.36 | 7.5701 | 145 |  | New | yh_1568_rf | 1 | 36.3605 | 7.5702 | RuralStar |  | RuralStar 900M_O2@GSM_O1@LTE | OMNI( A70VP1100v06) | 6 | 10 | RT | YES | 1 site->1 villages(1568) | 0 |  |  | 56
Lot n°88_1569 | Lot N°88 | Lot N°88(14localités) | HUAWEI | Nokia | Guelma | Khezara | EL Kharouba | Djezzy | 36.3486 | 7.5461 | 285 |  | New | CORR_1569_900_RF | 1 | 36.3494 | 7.5456 | RuralLink |  | RuralLink 900M_O2@GSM_S111@LTE | Directional (A704515S0v06) | 12 | 16 | RT | YES | 1 site->1 villages(1569) | 109.1 | 229.1 | 349.1 | 98
Lot n°88_1570 | Lot N°88 | Lot N°88(14localités) | HUAWEI | Nokia | Guelma | Oued Cheham | Mechta Bouraada | Djezzy | 36.3201 | 7.7669 | 397 |  | New | yh_1570_rf | 1 | 36.3198 | 7.7662 | RuralLink |  | RuralLink 900M_O2@GSM_S111@LTE | Directional (A704515S0v06) | 6 | 10 | RT | YES | 1 site->1 villages(1570) | 75.9 | 195.9 | 315.9 | 73
Lot n°88_1571 | Lot N°88 | Lot N°88(14localités) | HUAWEI | Nokia | Guelma | Ras El Agba | Mechta Ain EL Houta | Djezzy | 36.3504 | 7.2093 | 150 |  | New | yh_1569_1571_rf | 1 | 36.3502 | 7.2093 | RuralStar |  | RuralStar 900M_O2@GSM_O1@LTE | OMNI( A70VP1100v06) | 9 | 13 | RT | YES | 1 site->1 villages(1571) | 0 |  |  | 30
Lot n°88_1572 | Lot N°88 | Lot N°88(14localités) | HUAWEI | Nokia | Guelma | Roknia | Cité Mohamed Chétaibi | Djezzy | 36.6166 | 7.2432 | 140 |  | New | yh_1572_rf | 1 | 36.6164 | 7.2426 | RuralStar |  | RuralStar 900M_O2@GSM_O1@LTE | OMNI( A70VP1100v06) | 6 | 10 | RT | YES | 1 site->1 villages(1572) | 0 |  |  | 60
Lot n°89_1573 | Lot N°89 | Lot N°89(14localités) | HUAWEI | Nokia | Guelma | Dahouara | Mechta EL Rbiba | Djezzy | 36.3407 | 7.6796 | 700 |  | New | yh_1573_rf | 1 | 36.3414 | 7.6788 | Macro 900 3 sectors |  | 900M_S222@GSM_S111@LTE | Directional (A704516R0v06) | 6 | 10 | RT | YES | 1 site->1 villages(1573) | 322 | 223.6 | 274.3 | 113
Lot n°89_1574 | Lot N°89 | Lot N°89(14localités) | HUAWEI | Nokia | Guelma | Dahouara | Mechta Legrair | Djezzy | 36.324 | 7.7317 | 522 |  | New | yh_1574_rf | 1 | 36.3235 | 7.7361 | RuralLink |  | RuralLink 900M_O2@GSM_S111@LTE | Directional (A704515S0v06) | 6 | 10 | RT | YES | 1 site->1 villages(1574) | 89.8 | 209.8 | 329.8 | 393
Lot n°89_1575 | Lot N°89 | Lot N°89(14localités) | HUAWEI | Nokia | Guelma | Dahouara | Oum Elaroug | Djezzy | 36.2671 | 7.6822 | 253 |  | New | yh_1575_rf | 1 | 36.269 | 7.6846 | RuralLink |  | RuralLink 900M_O2@GSM_S111@LTE | Directional (A704515S0v06) | 6 | 10 | RT | YES | 1 site->1 villages(1575) | 37 | 157 | 277 | 299
Lot n°89_1576 | Lot N°89 | Lot N°89(14localités) | HUAWEI | Nokia | Guelma | Dahouara | Mechta Ben Chlih | Djezzy | 36.3325 | 7.7022 | 160 |  | New | yh_1576_rf | 1 | 36.3327 | 7.7036 | RuralStar |  | RuralStar 900M_O2@GSM_O1@LTE | OMNI( A70VP1100v06) | 6 | 10 | RT | YES | 1 site->1 villages(1576) | 0 |  |  | 132
Lot n°89_1577 | Lot N°89 | Lot N°89(14localités) | HUAWEI | Nokia | Guelma | Dahouara | Mechta EL Jefara | Djezzy | 36.3102 | 7.7115 | 136 |  | New | yh_1577_1579_rf | 2 | 36.3102 | 7.7187 | Macro 900 3 sectors |  | 900M_S222@GSM_S111@LTE | Directional (A704516R0v06) | 30 | 28 | GF | YES | 1 site->2 villages(1577/1579) | 30.2 | 150.2 | 270.2 | 645
Lot n°89_1578 | Lot N°89 | Lot N°89(14localités) | HUAWEI | Nokia | Guelma | Dahouara | Mechta Ain Derdara | Djezzy | 36.3327 | 7.7258 | 156 |  | New | yh_1578_1581_rf | 2 | 36.3302 | 7.7232 | Macro 900 3 sectors |  | 900M_S222@GSM_S111@LTE | Directional (A704516R0v06) | 9 | 13 | RT | YES | 1 site->2 villages(1578/1581) | 40.8 | 173.8 | 306.7 | 362
Lot n°89_1579 | Lot N°89 | Lot N°89(14localités) | HUAWEI | Nokia | Guelma | Dahouara | Mechta EL Gualb | Djezzy | 36.2979 | 7.6992 | 76 |  | New | yh_1577_1579_rf | 2 | 36.3102 | 7.7187 | Macro 900 3 sectors |  | 900M_S222@GSM_S111@LTE | Directional (A704516R0v06) | 30 | 28 | GF | YES | 1 site->2 villages(1577/1579) | 30.2 | 150.2 | 270.2 | 2223
Lot n°89_1580 | Lot N°89 | Lot N°89(14localités) | HUAWEI | Nokia | Guelma | Dahouara | Mechta Djenentouil | Djezzy | 36.3406 | 7.7386 | 644 |  | New | yh_1580_rf | 1 | 36.3414 | 7.7412 | Macro 900 3 sectors |  | 900M_S222@GSM_S111@LTE | Directional (A704516R0v06) | 6 | 10 | RT | YES | 1 site->1 villages(1580) | 304.6 | 76.7 | 223.9 | 250
Lot n°89_1581 | Lot N°89 | Lot N°89(14localités) | HUAWEI | Nokia | Guelma | Dahouara | Mechta Kef Bayada | Djezzy | 36.3349 | 7.7154 | 301 |  | New | yh_1578_1581_rf | 2 | 36.3302 | 7.7232 | Macro 900 3 sectors |  | 900M_S222@GSM_S111@LTE | Directional (A704516R0v06) | 9 | 13 | RT | YES | 1 site->2 villages(1578/1581) | 40.8 | 173.8 | 306.7 | 870
Lot n°89_1582 | Lot N°89 | Lot N°89(14localités) | HUAWEI | Nokia | Guelma | H/Boumedienne | Ain Zaitouna | Djezzy | 36.4262 | 7.2686 | 300 |  | New | yh_1582_1584_rf | 1 | 36.4234 | 7.2684 | RuralLink |  | RuralLink 900M_O2@GSM_S111@LTE | Directional (A704515S0v06) | 9 | 13 | RT | YES | 1 site->1 villages(1582) | 28 | 148 | 268 | 313
Lot n°89_1585 | Lot N°89 | Lot N°89(14localités) | HUAWEI | Nokia | Guelma | Salaoua Announa | Mechta Tbikia | Djezzy | 36.2921 | 7.2358 | 310 |  | New | yh_1585_rf | 1 | 36.293 | 7.2377 | RuralLink |  | RuralLink 900M_O2@GSM_S111@LTE | Directional (A704515S0v06) | 6 | 10 | RT | YES | 1 site->1 villages(1585) | 8.6 | 128.6 | 248.6 | 196
Lot n°89_1586 | Lot N°89 | Lot N°89(14localités) | HUAWEI | Nokia | Guelma | Tamlouka | Bir Stel | Djezzy | 36.1615 | 7.022 | 218 |  | New | yh_1586_rf | 1 | 36.1615 | 7.0227 | RuralStar |  | RuralStar 900M_O2@GSM_O1@LTE | OMNI( A70VP1100v06) | 6 | 10 | RT | YES | 1 site->1 villages(1586) | 0 |  |  | 66
Lot n°90_1587 | Lot N°90 | Lot N°90 (13localités) | HUAWEI | Nokia | Guelma | Hammam N'bail | Mechta Magaad EL Syoud | Djezzy | 36.2902 | 7.6488 | 1000 |  | New | yh_1587_rf | 1 | 36.29 | 7.6491 | Macro 2100 3 sectors |  | 2100M_S111@UMTS_S111@LTE | Directional (A264518R0v06) | 6 | 10 | RT | YES | 1 site->1 villages(1587) | 104.3 | 156.7 | 212.9 | 27
Lot n°90_1588 | Lot N°90 | Lot N°90 (13localités) | HUAWEI | Nokia | Guelma | Hammam N'bail | Mechta Ain Ghrour | Djezzy | 36.336 | 7.5942 | 243 |  | New | yh_1588_1589_rf | 2 | 36.3394 | 7.5969 | Macro 900 3 sectors |  | 900M_S222@GSM_S111@LTE | Directional (A704516R0v06) | 12 | 16 | RT | YES | 1 site->2 villages(1588/1589) | 0.5 | 106.6 | 212.6 | 443
Lot n°90_1589 | Lot N°90 | Lot N°90 (13localités) | HUAWEI | Nokia | Guelma | Hammam N'bail | Souk El Nour | Djezzy | 36.3454 | 7.5969 | 150 |  | New | yh_1588_1589_rf | 2 | 36.3394 | 7.5969 | Macro 900 3 sectors |  | 900M_S222@GSM_S111@LTE | Directional (A704516R0v06) | 12 | 16 | RT | YES | 1 site->2 villages(1588/1589) | 0.5 | 106.6 | 212.6 | 666
Lot n°90_1590 | Lot N°90 | Lot N°90 (13localités) | HUAWEI | Nokia | Guelma | Hammam N'bail | EL Skhouna | Djezzy | 36.3608 | 7.6074 | 200 |  | New | yh_1590_rf | 1 | 36.3578 | 7.6017 | RuralStar |  | RuralStar 900M_O2@GSM_O1@LTE | OMNI( A70VP1100v06) | 6 | 10 | RT | YES | 1 site->1 villages(1590) | 0 |  |  | 611
Lot n°90_1591 | Lot N°90 | Lot N°90 (13localités) | HUAWEI | Nokia | Guelma | Hammam N'bail | El Souig | Djezzy | 36.3086 | 7.5865 | 250 |  | New | yh_1591_rf | 1 | 36.3085 | 7.5861 | RuralLink |  | RuralLink 900M_O2@GSM_S111@LTE | Directional (A704515S0v06) | 6 | 10 | RT | YES | 1 site->1 villages(1591) | 40.8 | 160.8 | 280.8 | 36
Lot n°90_1592 | Lot N°90 | Lot N°90 (13localités) | HUAWEI | Nokia | Guelma | Hammam N'bail | Mechta Taghnount | Djezzy | 36.3246 | 7.5736 | 250 |  | New | yh_1592_rf | 1 | 36.326 | 7.5721 | RuralLink |  | RuralLink 900M_O2@GSM_S111@LTE | Directional (A704515S0v06) | 6 | 10 | RT | YES | 1 site->1 villages(1592) | 107.2 | 227.2 | 347.2 | 208
Lot n°90_1593 | Lot N°90 | Lot N°90 (13localités) | HUAWEI | Nokia | Guelma | Hammam N'bail | Oued EL Maleh | Djezzy | 36.3811 | 7.6178 | 1200 |  | New | yh_1593_rf | 1 | 36.3796 | 7.6202 | Macro 2100 3 sectors |  | 2100M_S111@UMTS_S111@LTE | Directional (A264518R0v06) | 6 | 10 | RT | YES | 1 site->1 villages(1593) | 303.4 | 183.4 | 251 | 278
Lot n°90_1594 | Lot N°90 | Lot N°90 (13localités) | HUAWEI | Nokia | Guelma | Hammam N'bail | El Souibina | Djezzy | 36.2548 | 7.6438 | 200 |  | New | yh_1594_1596_rf | 2 | 36.2436 | 7.6341 | Macro 900 3 sectors |  | 900M_S222@GSM_S111@LTE | Directional (A704516R0v06) | 24 | 22 | GF | YES | 1 site->2 villages(1594/1596) | 34.8 | 90.9 | 242.9 | 1525
Lot n°90_1595 | Lot N°90 | Lot N°90 (13localités) | HUAWEI | Nokia | Guelma | Hammam N'bail | Mechta Ain EL Chégua | Djezzy | 36.2724 | 7.6156 | 200 |  | New | yh_1595_rf | 1 | 36.2716 | 7.6103 | RuralStar |  | RuralStar 900M_O2@GSM_O1@LTE | OMNI( A70VP1100v06) | 6 | 10 | RT | YES | 1 site->1 villages(1595) | 0 |  |  | 481
Lot n°90_1596 | Lot N°90 | Lot N°90 (13localités) | HUAWEI | Nokia | Guelma | Hammam N'bail | Mechta Ain EL Guerfel | Djezzy | 36.2436 | 7.6348 | 150 |  | New | yh_1594_1596_rf | 2 | 36.2436 | 7.6341 | Macro 900 3 sectors |  | 900M_S222@GSM_S111@LTE | Directional (A704516R0v06) | 24 | 22 | GF | YES | 1 site->2 villages(1594/1596) | 34.8 | 90.9 | 242.9 | 63
Lot n°90_1597 | Lot N°90 | Lot N°90 (13localités) | HUAWEI | Nokia | Guelma | Hammam N'bail | Sfahli | Djezzy | 36.3264 | 7.6141 | 250 |  | New | yh_1597_rf | 1 | 36.3261 | 7.6167 | RuralLink |  | RuralLink 900M_O2@GSM_S111@LTE | Directional (A704515S0v06) | 6 | 10 | RT | YES | 1 site->1 villages(1597) | 22.5 | 142.5 | 262.5 | 239
Lot n°90_1598 | Lot N°90 | Lot N°90 (13localités) | HUAWEI | Nokia | Guelma | Hammam N'bail | Boukraima | Djezzy | 36.3883 | 7.6521 | 500 |  | New | yh_1598_rf | 1 | 36.3883 | 7.6523 | RuralLink |  | RuralLink 900M_O2@GSM_S111@LTE | Directional (A704515S0v06) | 6 | 10 | RT | YES | 1 site->1 villages(1598) | 23.1 | 143.1 | 263.1 | 20
Lot n°90_1599 | Lot N°90 | Lot N°90 (13localités) | HUAWEI | Nokia | Guelma | Hammam N'bail | Soughass | Djezzy | 36.3492 | 7.6121 | 150 |  | New | yh_1599_rf | 1 | 36.3468 | 7.614 | RuralStar |  | RuralStar 900M_O2@GSM_O1@LTE | OMNI( A70VP1100v06) | 6 | 10 | RT | YES | 1 site->1 villages(1599) | 0 |  |  | 309
Lot n°91_1601 | Lot N°91 | Lot N°91(20 Localités) | HUAWEI | Nokia | Médéa | Ouzera | Boussena | Huawei | 36.2462 | 2.8664 | 364 |  | New | yh_1601_rf | 1 | 36.2461 | 2.8637 | RuralLink |  | RuralLink 900M_O2@GSM_S111@LTE | Directional (A704515S0v06) | 30 | 28 | GF | YES | 1 site->1 villages(1601) | 64.4 | 184.4 | 304.4 | 240
Lot n°91_1602 | Lot N°91 | Lot N°91(20 Localités) | HUAWEI | Nokia | Médéa | Ouzera | Fraction Sellane | Huawei | 36.2907 | 2.819 | 66 |  | New | yh_1602_rf | 1 | 36.2917 | 2.8179 | RuralStar |  | RuralStar 900M_O2@GSM_O1@LTE | OMNI( A70VP1100v06) | 6 | 10 | RT | YES | 1 site->1 villages(1602) | 0 |  |  | 146
Lot n°91_1603 | Lot N°91 | Lot N°91(20 Localités) | HUAWEI | Nokia | Médéa | Ouzera | Fraction Beni Aiche | Huawei | 36.2646 | 2.8883 | 77 |  | New | yh_1603_rf | 1 | 36.266 | 2.8856 | RuralStar |  | RuralStar 900M_O2@GSM_O1@LTE | OMNI( A70VP1100v06) | 6 | 10 | RT | YES | 1 site->1 villages(1603) | 0 |  |  | 283
Lot n°91_1604 | Lot N°91 | Lot N°91(20 Localités) | HUAWEI | Nokia | Médéa | Si Mahdjoub | Fraction Guemmana | Huawei | 36.1938 | 2.7386 | 1461 |  | New | yh_1604_rf | 1 | 36.1987 | 2.7372 | Macro 2100 3 sectors |  | 2100M_S111@UMTS_S111@LTE | Directional (A264518R0v06) | 6 | 10 | RT | YES | 1 site->1 villages(1604) | 318.6 | 145.3 | 271 | 560
Lot n°91_1605 | Lot N°91 | Lot N°91(20 Localités) | HUAWEI | Nokia | Médéa | Si Mahdjoub | Fraction Errmel | Huawei | 36.1756 | 2.7356 | 416 |  | New | yh_1605_1606_rf | 2 | 36.1838 | 2.7487 | Macro 900 3 sectors |  | 900M_S222@GSM_S111@LTE | Directional (A704516R0v06) | 9 | 13 | RT | YES | 1 site->2 villages(1605/1606) | 352.6 | 112.6 | 232.6 | 1487
Lot n°91_1606 | Lot N°91 | Lot N°91(20 Localités) | HUAWEI | Nokia | Médéa | Si Mahdjoub | Fraction Ain Mazouze | Huawei | 36.1817 | 2.7453 | 165 |  | New | yh_1605_1606_rf | 2 | 36.1838 | 2.7487 | Macro 900 3 sectors |  | 900M_S222@GSM_S111@LTE | Directional (A704516R0v06) | 9 | 13 | RT | YES | 1 site->2 villages(1605/1606) | 352.6 | 112.6 | 232.6 | 384
Lot n°91_1607 | Lot N°91 | Lot N°91(20 Localités) | HUAWEI | Nokia | Médéa | Si Mahdjoub | Fraction Ain Moulab | Huawei | 36.1871 | 2.7721 | 452 |  | New | yh_1607_rf | 1 | 36.1877 | 2.7656 | RuralLink |  | RuralLink 900M_O2@GSM_S111@LTE | Directional (A704515S0v06) | 6 | 10 | RT | YES | 1 site->1 villages(1607) | 7.2 | 127.2 | 247.2 | 594
Lot n°91_1608 | Lot N°91 | Lot N°91(20 Localités) | HUAWEI | Nokia | Médéa | Sidi Naamane | Fraction Sidi Mehiedeene | Huawei | 36.2836 | 3.0931 | 1794 |  | New | yh_1608_1615_1616_rf | 1 | 36.284 | 3.0899 | Macro 2100 3 sectors |  | 2100M_S111@UMTS_S111@LTE | Directional (A264518R0v06) | 12 | 16 | RT | YES | 1 site->1 villages(1608) | 114.5 | 159.6 | 31.8 | 288
Lot n°91_1609 | Lot N°91 | Lot N°91(20 Localités) | HUAWEI | Nokia | Médéa | Sidi Zahar | Fraction Ouled Salem | Huawei | 36.0864 | 3.3018 | 400 |  | New | yh_1609_rf | 1 | 36.086 | 3.3015 | RuralLink |  | RuralLink 900M_O2@GSM_S111@LTE | Directional (A704515S0v06) | 6 | 10 | RT | YES | 1 site->1 villages(1609) | 72.6 | 192.6 | 312.6 | 48
Lot n°91_1610 | Lot N°91 | Lot N°91(20 Localités) | HUAWEI | Nokia | Médéa | Sidi Zahar | Fraction Ouled EL Tayab | Huawei | 36.0554 | 3.3778 | 150 |  | New | yh_1610_1611_gf | 2 | 36.0517 | 3.3713 | Macro 900 3 sectors |  | 900M_S222@GSM_S111@LTE | Directional (A704516R0v06) | 30 | 28 | GF | YES | 1 site->2 villages(1610/1611) | 54.9 | 146.2 | 237.5 | 713
Lot n°91_1611 | Lot N°91 | Lot N°91(20 Localités) | HUAWEI | Nokia | Médéa | Sidi Zahar | Fraction Ain Elkahla | Huawei | 36.0466 | 3.3612 | 100 |  | New | yh_1610_1611_gf | 2 | 36.0517 | 3.3713 | Macro 900 3 sectors |  | 900M_S222@GSM_S111@LTE | Directional (A704516R0v06) | 30 | 28 | GF | YES | 1 site->2 villages(1610/1611) | 54.9 | 146.2 | 237.5 | 1075
Lot n°91_1612 | Lot N°91 | Lot N°91(20 Localités) | HUAWEI | Nokia | Médéa | Sidi Ziane | Fraction Ouled Said | Huawei | 36.0196 | 3.2705 | 300 |  | New | yh_1612_rf | 1 | 36.019 | 3.271 | RuralLink |  | RuralLink 900M_O2@GSM_S111@LTE | Directional (A704515S0v06) | 6 | 10 | RT | YES | 1 site->1 villages(1612) | 35.9 | 155.9 | 275.9 | 83
Lot n°91_1613 | Lot N°91 | Lot N°91(20 Localités) | HUAWEI | Nokia | Médéa | Sidi Ziane | Fraction EL Djeaafria | Huawei | 36.0332 | 3.207 | 100 |  | New | yh_1613_rf | 1 | 36.0344 | 3.2044 | RuralStar |  | RuralStar 900M_O2@GSM_O1@LTE | OMNI( A70VP1100v06) | 6 | 10 | RT | YES | 1 site->1 villages(1613) | 0 |  |  | 266
Lot n°91_1614 | Lot N°91 | Lot N°91(20 Localités) | HUAWEI | Nokia | Médéa | Sidi Ziane | Fraction Ahmed Ben Youcef | Huawei | 36.0629 | 3.257 | 250 |  | New | yh_1614_rf | 1 | 36.0548 | 3.2571 | RuralLink |  | RuralLink 900M_O2@GSM_S111@LTE | Directional (A704515S0v06) | 6 | 10 | RT | YES | 1 site->1 villages(1614) | 38.3 | 158.3 | 278.3 | 895
Lot n°91_1615 | Lot N°91 | Lot N°91(20 Localités) | HUAWEI | Nokia | Médéa | Bouchrahil | El Bhahza | Huawei | 36.2502 | 3.1222 | 1729 |  | New | ly91_1615 | 1 | 36.2506 | 3.1206 | Macro 2100 3 sectors |  | 2100M_S111@UMTS_S111@LTE | Directional (A264518R0v06) | 12 | 16 | RT | YES | 1 site->1 villages(1615) | 122.6 | 174.2 | 342.4 | 147
Lot n°91_1617 | Lot N°91 | Lot N°91(20 Localités) | HUAWEI | Nokia | Médéa | Bouskène | Ouled Sidi Moussa | Huawei | 36.2415 | 3.2081 | 203 |  | New | yh_1617_rf | 1 | 36.2409 | 3.2084 | RuralStar |  | RuralStar 900M_O2@GSM_O1@LTE | OMNI( A70VP1100v06) | 6 | 10 | RT | YES | 1 site->1 villages(1617) | 0 |  |  | 66
Lot n°91_1618 | Lot N°91 | Lot N°91(20 Localités) | HUAWEI | Nokia | Médéa | El Omaria | Sidi Salem | Huawei | 36.2898 | 3.0106 | 1015 |  | New | yh_1618_1619_rf | 1 | 36.2944 | 3.0066 | Macro 2100 3 sectors |  | 2100M_S111@UMTS_S111@LTE | Directional (A264518R0v06) | 9 | 13 | RT | YES | 1 site->1 villages(1618) | 301.3 | 150.4 | 211.9 | 615
Lot n°92_1620 | Lot N°92 | Lot N°92(20Localités) | HUAWEI | Nokia | Médéa | Maghraoua | EL Chellala | Huawei | 36.4152 | 3.5151 | 406 |  | New | yh_1620_rf | 1 | 36.4139 | 3.5239 | RuralLink |  | RuralLink 900M_O2@GSM_S111@LTE | Directional (A704515S0v06) | 6 | 10 | RT | YES | 1 site->1 villages(1620) | 97 | 217 | 337 | 801
Lot n°92_1621 | Lot N°92 | Lot N°92(20Localités) | HUAWEI | Nokia | Médéa | Rabaïa | Fraction Houamed | Huawei | 36.065 | 3.1616 | 440 |  | New | yh_1621_rf | 1 | 36.0663 | 3.1612 | RuralLink |  | RuralLink 900M_O2@GSM_S111@LTE | Directional (A704515S0v06) | 30 | 28 | GF | YES | 1 site->1 villages(1621) | 72.6 | 192.6 | 312.6 | 147
Lot n°92_1622 | Lot N°92 | Lot N°92(20Localités) | HUAWEI | Nokia | Médéa | Sedraïa | Fraction Sidi Dahmane | Huawei | 36.2111 | 3.5066 | 599 |  | New | yh_1622_rf | 1 | 36.2052 | 3.5042 | Macro 900 3 sectors |  | 900M_S222@GSM_S111@LTE | Directional (A704516R0v06) | 6 | 10 | RT | YES | 1 site->1 villages(1622) | 358.1 | 45.8 | 312.5 | 689
Lot n°92_1623 | Lot N°92 | Lot N°92(20Localités) | HUAWEI | Nokia | Médéa | Sedraïa | Fraction Beni Omrane Nord | Huawei | 36.2621 | 3.5015 | 536 |  | New | yh_1626_rf | 2 | 36.2482 | 3.5008 | Macro 900 3 sectors |  | 900M_S222@GSM_S111@LTE | Directional (A704516R0v06) | 30 | 28 | GF | YES | 1 site->2 villages(1623/1626) | 2.2 | 131.5 | 260.7 | 1541
Lot n°92_1625 | Lot N°92 | Lot N°92(20Localités) | HUAWEI | Nokia | Médéa | Sedraïa | Fraction Cheragua | Huawei | 36.2348 | 3.5513 | 209 |  | New | yh_0636_1625_rf - Cover 0636 | 2 | 36.223 | 3.5734 | Macro 900 3 sectors |  | 900M_S222@GSM_S111@LTE | Directional (A704516R0v06) | 9 | 13 | RT | YES | 1 site->2 villages(0636/1625) | 303.6 | 57.4 | 180.5 | 2379
Lot n°92_1626 | Lot N°92 | Lot N°92(20Localités) | HUAWEI | Nokia | Médéa | Sedraïa | Fraction Zelaguia | Huawei | 36.2471 | 3.4924 | 342 |  | New | yh_1626_rf | 2 | 36.2482 | 3.5008 | Macro 900 3 sectors |  | 900M_S222@GSM_S111@LTE | Directional (A704516R0v06) | 30 | 28 | GF | YES | 1 site->2 villages(1623/1626) | 2.2 | 131.5 | 260.7 | 762
Lot n°92_1627 | Lot N°92 | Lot N°92(20Localités) | HUAWEI | Nokia | Médéa | Sedraïa | Fraction Ouled Berriche | Huawei | 36.26 | 3.5417 | 800 |  | New | yh_1624_1627_rf | 1 | 36.2582 | 3.5429 | Macro 2100 3 sectors |  | 2100M_S111@UMTS_S111@LTE | Directional (A264518R0v06) | 12 | 16 | RT | YES | 1 site->1 villages(1627) | 355.5 | 57.5 | 142.5 | 231
Lot n°92_1628 | Lot N°92 | Lot N°92(20Localités) | HUAWEI | Nokia | Médéa | Seghouane | Ouled Ben Yamina | Huawei | 35.9685 | 2.9321 | 150 |  | New | yh_1628_1629_rf | 2 | 35.9684 | 2.9318 | Macro 900 3 sectors |  | 900M_S222@GSM_S111@LTE | Directional (A704516R0v06) | 30 | 28 | GF | YES | 1 site->2 villages(1628/1629) | 57.7 | 177.7 | 297.7 | 38
Lot n°92_1629 | Lot N°92 | Lot N°92(20Localités) | HUAWEI | Nokia | Médéa | Seghouane | Ouled Ben Sari | Huawei | 35.987 | 2.9371 | 180 |  | New | yh_1628_1629_rf | 2 | 35.9684 | 2.9318 | Macro 900 3 sectors |  | 900M_S222@GSM_S111@LTE | Directional (A704516R0v06) | 30 | 28 | GF | YES | 1 site->2 villages(1628/1629) | 57.7 | 177.7 | 297.7 | 2126
Lot n°92_1630 | Lot N°92 | Lot N°92(20Localités) | HUAWEI | Nokia | Médéa | Seghouane | Cheraiguia | Huawei | 35.9582 | 2.901 | 350 |  | New | yh_1630_rf | 1 | 35.9549 | 2.9017 | RuralLink |  | RuralLink 900M_O2@GSM_S111@LTE | Directional (A704515S0v06) | 6 | 10 | RT | YES | 1 site->1 villages(1630) | 92.7 | 212.7 | 332.7 | 378
Lot n°92_1631 | Lot N°92 | Lot N°92(20Localités) | HUAWEI | Nokia | Médéa | Bouaïchoune | Ebabda | Huawei | 36.1857 | 2.684 | 322 |  | New | yh_1631_rf | 1 | 36.1844 | 2.6897 | RuralLink |  | RuralLink 900M_O2@GSM_S111@LTE | Directional (A704515S0v06) | 30 | 28 | GF | YES | 1 site->1 villages(1631) | 92.8 | 212.8 | 332.8 | 532
Lot n°92_1632 | Lot N°92 | Lot N°92(20Localités) | HUAWEI | Nokia | Médéa | Bir Ben Laabed | Fraction Ouled Said | Huawei | 36.1729 | 3.3721 | 1050 |  | New | yh_1632_rf | 1 | 36.1703 | 3.3801 | Macro 2100 3 sectors |  | 2100M_S111@UMTS_S111@LTE | Directional (A264518R0v06) | 6 | 10 | RT | YES | 1 site->1 villages(1632) | 22.5 | 153.8 | 285.1 | 781
Lot n°92_1633 | Lot N°92 | Lot N°92(20Localités) | HUAWEI | Nokia | Médéa | Mezerana | Village EL Guettateche | Huawei | 36.3252 | 3.3317 | 332 |  | New | yh_1633_rf | 1 | 36.3187 | 3.3253 | RuralLink |  | RuralLink 900M_O2@GSM_S111@LTE | Directional (A704515S0v06) | 6 | 10 | RT | YES | 1 site->1 villages(1633) | 74.2 | 194.2 | 314.2 | 914
Lot n°92_1634 | Lot N°92 | Lot N°92(20Localités) | HUAWEI | Nokia | Médéa | Ouled Brahim | Fraction Ouled Bouchaaba | Huawei | 36.2425 | 2.965 | 1000 |  | New | yh_1634_rf | 1 | 36.2428 | 2.9656 | Macro 2100 3 sectors |  | 2100M_S111@UMTS_S111@LTE | Directional (A264518R0v06) | 6 | 10 | RT | YES | 1 site->1 villages(1634) | 290.1 | 191.1 | 238.7 | 65
Lot n°92_1635 | Lot N°92 | Lot N°92(20Localités) | HUAWEI | Nokia | Médéa | Ouled Brahim | Fraction EL Ghraibia | Huawei | 36.2097 | 2.9819 | 200 |  | New | yh_1635_rf | 1 | 36.2099 | 2.9798 | RuralStar |  | RuralStar 900M_O2@GSM_O1@LTE | OMNI( A70VP1100v06) | 6 | 10 | RT | YES | 1 site->1 villages(1635) | 0 |  |  | 191
Lot n°92_1636 | Lot N°92 | Lot N°92(20Localités) | HUAWEI | Nokia | Médéa | Ouled Deïd | Oued Chaair | Huawei | 36.104 | 3.0661 | 300 |  | New | yh_1636_rf | 1 | 36.1058 | 3.0651 | RuralLink |  | RuralLink 900M_O2@GSM_S111@LTE | Directional (A704515S0v06) | 6 | 10 | RT | YES | 1 site->1 villages(1636) | 11.1 | 131.1 | 251.1 | 218
Lot n°92_1637 | Lot N°92 | Lot N°92(20Localités) | HUAWEI | Nokia | Médéa | Tizi Mahdi | Fraction Ouled Omrane Est | Huawei | 36.1835 | 2.8206 | 150 |  | New | yh_1637_rf | 1 | 36.1814 | 2.8178 | RuralStar |  | RuralStar 900M_O2@GSM_O1@LTE | OMNI( A70VP1100v06) | 30 | 28 | GF | YES | 1 site->1 villages(1637) | 0 |  |  | 346
Lot n°92_1638 | Lot N°92 | Lot N°92(20Localités) | HUAWEI | Nokia | Médéa | Baata | Fraction EL Sebt | Huawei | 36.3861 | 3.1635 | 102 |  | New | yh_1638_1639_rf | 2 | 36.3877 | 3.1636 | Macro 900 3 sectors |  | 900M_S222@GSM_S111@LTE | Directional (A704516R0v06) | 9 | 13 | RT | YES | 1 site->2 villages(1638/1639) | 5.7 | 182.7 | 274.2 | 181
Lot n°92_1639 | Lot N°92 | Lot N°92(20Localités) | HUAWEI | Nokia | Médéa | Baata | Fraction Elkchachoua | Huawei | 36.3989 | 3.165 | 580 |  | New | yh_1638_1639_rf | 2 | 36.3877 | 3.1636 | Macro 900 3 sectors |  | 900M_S222@GSM_S111@LTE | Directional (A704516R0v06) | 9 | 13 | RT | YES | 1 site->2 villages(1638/1639) | 5.7 | 182.7 | 274.2 | 1241
Lot n°93_1640 | Lot N°93 | Lot N°93(19 Localités) | HUAWEI | Nokia | Médéa | El Azizia | Fraction Ouled Mhemed | Huawei | 36.3304 | 3.4642 | 500 |  | New | yh_1640_1643_1644_rf | 3 | 36.3318 | 3.4606 | Macro 900 3 sectors |  | 900M_S222@GSM_S111@LTE | Directional (A704516R0v06) | 30 | 28 | GF | YES | 1 site->3 villages(1640/1643/1644) | 340.2 | 115.9 | 204.5 | 356
Lot n°93_1641 | Lot N°93 | Lot N°93(19 Localités) | HUAWEI | Nokia | Médéa | El Azizia | Fraction Ouled Zidane | Huawei | 36.3034 | 3.5255 | 300 |  | New | yh_0634_1641_rf - Cover 0634 | 1 | 36.3035 | 3.5251 | RuralLink |  | RuralLink 900M_O2@GSM_S111@LTE | Directional (A704515S0v06) | 12 | 16 | RT | YES | 1 site->1 villages(1641) | 67.4 | 187.4 | 307.4 | 44
Lot n°93_1643 | Lot N°93 | Lot N°93(19 Localités) | HUAWEI | Nokia | Médéa | El Azizia | Fraction Belhal | Huawei | 36.316 | 3.4517 | 150 |  | New | yh_1640_1643_1644_rf | 3 | 36.3318 | 3.4606 | Macro 900 3 sectors |  | 900M_S222@GSM_S111@LTE | Directional (A704516R0v06) | 30 | 28 | GF | YES | 1 site->3 villages(1640/1643/1644) | 340.2 | 115.9 | 204.5 | 1925
Lot n°93_1644 | Lot N°93 | Lot N°93(19 Localités) | HUAWEI | Nokia | Médéa | El Azizia | Fraction Bouzaouche Et Marja | Huawei | 36.3153 | 3.4714 | 500 |  | New | yh_1640_1643_1644_rf | 3 | 36.3318 | 3.4606 | Macro 900 3 sectors |  | 900M_S222@GSM_S111@LTE | Directional (A704516R0v06) | 30 | 28 | GF | YES | 1 site->3 villages(1640/1643/1644) | 340.2 | 115.9 | 204.5 | 2070
Lot n°93_1645 | Lot N°93 | Lot N°93(19 Localités) | HUAWEI | Nokia | Médéa | El Azizia | Fraction El-Azaouria | Huawei | 36.3024 | 3.4616 | 200 |  | New | yh_1648_1645_rf | 2 | 36.288 | 3.4458 | Macro 900 3 sectors |  | 900M_S222@GSM_S111@LTE | Directional (A704516R0v06) | 9 | 13 | RT | YES | 1 site->2 villages(1645/1648) | 41.3 | 153.3 | 265.4 | 2138
Lot n°93_1646 | Lot N°93 | Lot N°93(19 Localités) | HUAWEI | Nokia | Médéa | El Guelbelkebir | EL Khdachate | Huawei | 36.2272 | 3.3679 | 500 |  | New | yh_1657_1646_1649_rf | 2 | 36.2262 | 3.3758 | Macro 900 3 sectors |  | 900M_S222@GSM_S111@LTE | Directional (A704516R0v06) | 24 | 22 | GF | YES | 1 site->2 villages(1646/1649) | 279.4 | 83.7 | 181.5 | 718
Lot n°93_1647 | Lot N°93 | Lot N°93(19 Localités) | HUAWEI | Nokia | Médéa | El Guelbelkebir | EL Mouassia | Huawei | 36.2969 | 3.3928 | 250 |  | New | yh_1647_rf - No Village in 1km | 1 | 36.2894 | 3.3935 | RuralLink |  | RuralLink 900M_O2@GSM_S111@LTE | Directional (A704515S0v06) | 30 | 28 | GF | YES | 1 site->1 villages(1647) | 99.5 | 219.5 | 339.5 | 842
Lot n°93_1648 | Lot N°93 | Lot N°93(19 Localités) | HUAWEI | Nokia | Médéa | El Guelbelkebir | EL Keaichia | Huawei | 36.2877 | 3.4425 | 500 |  | New | yh_1648_1645_rf | 2 | 36.288 | 3.4458 | Macro 900 3 sectors |  | 900M_S222@GSM_S111@LTE | Directional (A704516R0v06) | 9 | 13 | RT | YES | 1 site->2 villages(1645/1648) | 41.3 | 153.3 | 265.4 | 301
Lot n°93_1649 | Lot N°93 | Lot N°93(19 Localités) | HUAWEI | Nokia | Médéa | El Guelbelkebir | EL Koikate Ouest | Huawei | 36.2279 | 3.3948 | 1000 |  | New | yh_1657_1646_1649_rf | 2 | 36.2262 | 3.3758 | Macro 900 3 sectors |  | 900M_S222@GSM_S111@LTE | Directional (A704516R0v06) | 24 | 22 | GF | YES | 1 site->2 villages(1646/1649) | 279.4 | 83.7 | 181.5 | 1713
Lot n°93_1651 | Lot N°93 | Lot N°93(19 Localités) | HUAWEI | Nokia | Médéa | Benchicao | EL Zawia | Huawei | 36.1841 | 2.8537 | 819 |  | New | yh_1651_rf | 1 | 36.1845 | 2.857 | Macro 2100 3 sectors |  | 2100M_S111@UMTS_S111@LTE | Directional (A264518R0v06) | 6 | 10 | RT | YES | 1 site->1 villages(1651) | 57.3 | 121.3 | 318.9 | 291
Lot n°93_1652 | Lot N°93 | Lot N°93(19 Localités) | HUAWEI | Nokia | Médéa | Djouab | Fraction Dabazi | Huawei | 36.1417 | 3.3578 | 150 |  | New | yh_1652_rf | 1 | 36.1415 | 3.3595 | RuralStar |  | RuralStar 900M_O2@GSM_O1@LTE | OMNI( A70VP1100v06) | 6 | 10 | RT | YES | 1 site->1 villages(1652) | 0 |  |  | 159
Lot n°93_1653 | Lot N°93 | Lot N°93(19 Localités) | HUAWEI | Nokia | Médéa | Djouab | Fraction Reguig | Huawei | 36.1128 | 3.3936 | 200 |  | New | yh_1653_rf | 1 | 36.1114 | 3.3941 | RuralStar |  | RuralStar 900M_O2@GSM_O1@LTE | OMNI( A70VP1100v06) | 6 | 10 | RT | YES | 1 site->1 villages(1653) | 0 |  |  | 159
Lot n°93_1654 | Lot N°93 | Lot N°93(19 Localités) | HUAWEI | Nokia | Médéa | Djouab | Fraction El Cherchara | Huawei | 36.0819 | 3.4242 | 200 |  | New | yh_1654_rf | 1 | 36.0845 | 3.4233 | RuralStar |  | RuralStar 900M_O2@GSM_O1@LTE | OMNI( A70VP1100v06) | 6 | 10 | RT | YES | 1 site->1 villages(1654) | 0 |  |  | 305
Lot n°93_1655 | Lot N°93 | Lot N°93(19 Localités) | HUAWEI | Nokia | Médéa | Djouab | Fraction EL Gunafdia | Huawei | 36.0956 | 3.4481 | 100 |  | New | yh_1655_rf | 1 | 36.0967 | 3.4548 | RuralStar |  | RuralStar 900M_O2@GSM_O1@LTE | OMNI( A70VP1100v06) | 24 | 22 | GF | YES | 1 site->1 villages(1655) | 0 |  |  | 622
Lot n°93_1656 | Lot N°93 | Lot N°93(19 Localités) | HUAWEI | Nokia | Médéa | Djouab | Fraction EL Chaiba | Huawei | 36.1528 | 3.4756 | 100 |  | New | yh_1656_rf | 1 | 36.1538 | 3.4745 | RuralStar |  | RuralStar 900M_O2@GSM_O1@LTE | OMNI( A70VP1100v06) | 30 | 28 | GF | YES | 1 site->1 villages(1656) | 0 |  |  | 148
Lot n°93_1657 | Lot N°93 | Lot N°93(19 Localités) | HUAWEI | Nokia | Médéa | Béni Slimane | Zraouetia | Huawei | 36.246 | 3.3478 | 450 |  | New | ly93_1657 | 1 | 36.2471 | 3.3478 | RuralLink |  | RuralLink 900M_O2@GSM_S111@LTE | Directional (A704515S0v06) | 12 | 16 | RT | YES | 1 site->1 villages(1657) | 99 | 219 | 339 | 124
Lot n°93_1658 | Lot N°93 | Lot N°93(19 Localités) | HUAWEI | Nokia | Médéa | Khams Djouamaa | Fraction Ain El Karma | Huawei | 36.1714 | 3.0901 | 2000 |  | New | yh_1658_rf | 1 | 36.1635 | 3.0902 | Macro 2100 3 sectors |  | 2100M_S111@UMTS_S111@LTE | Directional (A264518R0v06) | 30 | 28 | GF | YES | 1 site->1 villages(1658) | 25.3 | 70.9 | 338.9 | 874
Lot n°94_1659 | Lot N°94 | Lot N°94(18 Localités) | HUAWEI | Nokia | Ksar El Boukhari | Derrag | El Morra | Huawei | 35.843 | 2.3139 | 50 |  | New | ql02 | 1 | 35.8428 | 2.3125 | RuralStar |  | RuralStar 900M_O2@GSM_O1@LTE | OMNI( A70VP1100v06) | 12 | 16 | RT | YES | 1 site->1 villages(1659) | 0 |  |  | 125
Lot n°94_1660 | Lot N°94 | Lot N°94(18 Localités) | HUAWEI | Nokia | Ksar El Boukhari | Derrag | El Sedra | Huawei | 35.8141 | 2.3957 | 600 |  | New | lc_site33 | 1 | 35.8068 | 2.4003 | Macro 900 3 sectors |  | 900M_S222@GSM_S111@LTE | Directional (A704516R0v06) | 12 | 16 | RT | YES | 1 site->1 villages(1660) | 28.8 | 148.8 | 268.8 | 913
Lot n°94_1661 | Lot N°94 | Lot N°94(18 Localités) | HUAWEI | Nokia | Ksar El Boukhari | El Ouinet | El Dhalaa | Huawei | 35.879 | 3.057 | 191 |  | New | lc_site34 | 1 | 35.8835 | 3.0506 | RuralStar |  | RuralStar 900M_O2@GSM_O1@LTE | OMNI( A70VP1100v06) | 12 | 16 | RT | YES | 1 site->1 villages(1661) | 0 |  |  | 766
Lot n°94_1662 | Lot N°94 | Lot N°94(18 Localités) | HUAWEI | Nokia | Ksar El Boukhari | El Ouinet | El Fouar | Huawei | 35.8866 | 3.1086 | 150 |  | New | lc_site35 | 1 | 35.8865 | 3.109 | RuralStar |  | RuralStar 900M_O2@GSM_O1@LTE | OMNI( A70VP1100v06) | 24 | 22 | GF | YES | 1 site->1 villages(1662) | 0 |  |  | 32
Lot n°94_1664 | Lot N°94 | Lot N°94(18 Localités) | HUAWEI | Nokia | Ksar El Boukhari | Kef Lakhdar | Ouled Abdelouhab | Huawei | 35.9278 | 3.2067 | 350 |  | New | lc_site37 | 1 | 35.9225 | 3.2083 | RuralLink |  | RuralLink 900M_O2@GSM_S111@LTE | Directional (A704515S0v06) | 30 | 28 | GF | YES | 1 site->1 villages(1664) | 23 | 143 | 263 | 602
Lot n°94_1665 | Lot N°94 | Lot N°94(18 Localités) | HUAWEI | Nokia | Ksar El Boukhari | Kef Lakhdar | EL Derouazia | Huawei | 35.9078 | 3.2839 | 350 |  | New | lc_site38 | 1 | 35.9068 | 3.2916 | RuralLink |  | RuralLink 900M_O2@GSM_S111@LTE | Directional (A704515S0v06) | 12 | 16 | RT | YES | 1 site->1 villages(1665) | 53.1 | 173.1 | 293.1 | 704
Lot n°94_1666 | Lot N°94 | Lot N°94(18 Localités) | HUAWEI | Nokia | Ksar El Boukhari | Tafraout | Fraction Ouled Bouziane | Huawei | 36.0137 | 3.398 | 179 |  | New | lc_site39 | 1 | 36.0122 | 3.3982 | RuralStar |  | RuralStar 900M_O2@GSM_O1@LTE | OMNI( A70VP1100v06) | 12 | 16 | RT | YES | 1 site->1 villages(1666) | 0 |  |  | 168
Lot n°94_1667 | Lot N°94 | Lot N°94(18 Localités) | HUAWEI | Nokia | Ksar El Boukhari | Tafraout | Fraction Ouled El Ghidi | Huawei | 35.9846 | 3.2999 | 222 |  | New | lc_site40 | 1 | 35.9863 | 3.2987 | RuralStar |  | RuralStar 900M_O2@GSM_O1@LTE | OMNI( A70VP1100v06) | 12 | 16 | RT | YES | 1 site->1 villages(1667) | 0 |  |  | 208
Lot n°94_1668 | Lot N°94 | Lot N°94(18 Localités) | HUAWEI | Nokia | Ksar El Boukhari | Tafraout | Fraction Ouled Brahim | Huawei | 36.0023 | 3.3104 | 125 |  | New | lc_site41 | 2 | 36.002 | 3.2969 | Macro 900 3 sectors |  | 900M_S222@GSM_S111@LTE | Directional (A704516R0v06) | 18 | 16 | GF | YES | 1 site->2 villages(1668/1669) | 343.5 | 88.4 | 238.5 | 1215
Lot n°94_1669 | Lot N°94 | Lot N°94(18 Localités) | HUAWEI | Nokia | Ksar El Boukhari | Tafraout | Fraction Ouled Kacem | Huawei | 35.9957 | 3.2842 | 112 |  | New | lc_site41 | 2 | 36.002 | 3.2969 | Macro 900 3 sectors |  | 900M_S222@GSM_S111@LTE | Directional (A704516R0v06) | 18 | 16 | GF | YES | 1 site->2 villages(1668/1669) | 343.5 | 88.4 | 238.5 | 1339
Lot n°94_1670 | Lot N°94 | Lot N°94(18 Localités) | HUAWEI | Nokia | Ksar El Boukhari | Meftaha | Ouled Maamer | Huawei | 35.9124 | 2.9553 | 436 |  | New | lc_site43 | 1 | 35.9106 | 2.9545 | RuralLink |  | RuralLink 900M_O2@GSM_S111@LTE | Directional (A704515S0v06) | 12 | 16 | RT | YES | 1 site->1 villages(1670) | 85.6 | 205.6 | 325.6 | 221
Lot n°94_1671 | Lot N°94 | Lot N°94(18 Localités) | HUAWEI | Nokia | Ksar El Boukhari | Meftaha | Rebaia | Huawei | 35.8873 | 2.9015 | 366 |  | New | lc_site44 | 1 | 35.8888 | 2.8987 | RuralLink |  | RuralLink 900M_O2@GSM_S111@LTE | Directional (A704515S0v06) | 12 | 16 | RT | YES | 1 site->1 villages(1671) | 28.2 | 148.2 | 268.2 | 303
Lot n°94_1672 | Lot N°94 | Lot N°94(18 Localités) | HUAWEI | Nokia | Ksar El Boukhari | Ouled Hellal | EL Zaouia | Huawei | 35.9272 | 2.4589 | 206 |  | New | lc_site45 | 1 | 35.9292 | 2.4611 | RuralStar |  | RuralStar 900M_O2@GSM_O1@LTE | OMNI( A70VP1100v06) | 12 | 16 | RT | YES | 1 site->1 villages(1672) | 0 |  |  | 299
Lot n°94_1673 | Lot N°94 | Lot N°94(18 Localités) | HUAWEI | Nokia | Ksar El Boukhari | Ouled Hellal | Ouled Belgacem | Huawei | 35.9482 | 2.5305 | 97 |  | New | lc_site46 | 1 | 35.9488 | 2.5298 | RuralStar |  | RuralStar 900M_O2@GSM_O1@LTE | OMNI( A70VP1100v06) | 12 | 16 | RT | YES | 1 site->1 villages(1673) | 0 |  |  | 93
Lot n°94_1674 | Lot N°94 | Lot N°94(18 Localités) | HUAWEI | Nokia | Ksar El Boukhari | Oum El Djalil | Fraction EL Mammia | Huawei | 35.8434 | 2.7184 | 270 |  | New | lc_site47 | 1 | 35.8444 | 2.7183 | RuralLink |  | RuralLink 900M_O2@GSM_S111@LTE | Directional (A704515S0v06) | 12 | 16 | RT | YES | 1 site->1 villages(1674) | 99.9 | 219.9 | 339.9 | 109
Lot n°94_1675 | Lot N°94 | Lot N°94(18 Localités) | HUAWEI | Nokia | Ksar El Boukhari | Bou Aïche | El Dordj | Huawei | 35.6898 | 2.2117 | 500 |  | New | lc_site48 | 1 | 35.6909 | 2.2122 | RuralLink |  | RuralLink 900M_O2@GSM_S111@LTE | Directional (A704515S0v06) | 12 | 16 | RT | YES | 1 site->1 villages(1675) | 48.6 | 168.6 | 288.6 | 126
Lot n°94_1676 | Lot N°94 | Lot N°94(18 Localités) | HUAWEI | Nokia | Ksar El Boukhari | Chelalet El Adhaoura | Ouled Djahdjouh | Huawei | 35.9765 | 3.414 | 800 |  | New | lc_site49 | 1 | 35.9759 | 3.4146 | Macro 2100 3 sectors |  | 2100M_S111@UMTS_S111@LTE | Directional (A264518R0v06) | 30 | 28 | GF | YES | 1 site->1 villages(1676) | 358.1 | 181.2 | 310.4 | 77
Lot n°95_1677 | Lot N°95 | Lot N°95(18Localités) | HUAWEI | Nokia | Ksar El Boukhari | Aïn Boucif | El Gharbia1 | Huawei | 35.8004 | 3.1596 | 573 |  | New | lc_site50 | 3 | 35.7966 | 3.1729 | Macro 900 3 sectors |  | 900M_S222@GSM_S111@LTE | Directional (A704516R0v06) | 30 | 28 | GF | YES | 1 site->3 villages(1677/1678/1682) | 289.4 | 35.6 | 141.8 | 1268
Lot n°95_1678 | Lot N°95 | Lot N°95(18Localités) | HUAWEI | Nokia | Ksar El Boukhari | Aïn Boucif | El Gharbia 2 | Huawei | 35.7874 | 3.1819 | 458 |  | New | lc_site50 | 3 | 35.7966 | 3.1729 | Macro 900 3 sectors |  | 900M_S222@GSM_S111@LTE | Directional (A704516R0v06) | 30 | 28 | GF | YES | 1 site->3 villages(1677/1678/1682) | 289.4 | 35.6 | 141.8 | 1311
Lot n°95_1679 | Lot N°95 | Lot N°95(18Localités) | HUAWEI | Nokia | Ksar El Boukhari | Aïn Boucif | Ain Ahmed | Huawei | 35.8781 | 3.2004 | 802 |  | New | lc_site52 | 1 | 35.8768 | 3.1985 | Macro 2100 3 sectors |  | 2100M_S111@UMTS_S111@LTE | Directional (A264518R0v06) | 12 | 16 | RT | YES | 1 site->1 villages(1679) | 2.5 | 65.2 | 316.7 | 231
Lot n°95_1680 | Lot N°95 | Lot N°95(18Localités) | HUAWEI | Nokia | Ksar El Boukhari | Aïn Boucif | Layache | Huawei | 35.9385 | 3.1786 | 500 |  | New | lc_site53 | 1 | 35.9398 | 3.1822 | RuralLink |  | RuralLink 900M_O2@GSM_S111@LTE | Directional (A704515S0v06) | 12 | 16 | RT | YES | 1 site->1 villages(1680) | 53.1 | 173.1 | 293.1 | 353
Lot n°95_1681 | Lot N°95 | Lot N°95(18Localités) | HUAWEI | Nokia | Ksar El Boukhari | Aïn Boucif | Labiyadh | Huawei | 35.7583 | 3.2266 | 488 |  | New | lc_site51 | 2 | 35.776 | 3.218 | Macro 900 3 sectors |  | 900M_S222@GSM_S111@LTE | Directional (A704516R0v06) | 30 | 28 | GF | YES | 1 site->2 villages(1681/1683) | 268 | 17.3 | 158.6 | 2122
Lot n°95_1682 | Lot N°95 | Lot N°95(18Localités) | HUAWEI | Nokia | Ksar El Boukhari | Aïn Boucif | Ain Raache | Huawei | 35.7878 | 3.1965 | 501 |  | New | lc_site50 | 3 | 35.7966 | 3.1729 | Macro 900 3 sectors |  | 900M_S222@GSM_S111@LTE | Directional (A704516R0v06) | 30 | 28 | GF | YES | 1 site->3 villages(1677/1678/1682) | 289.4 | 35.6 | 141.8 | 2344
Lot n°95_1683 | Lot N°95 | Lot N°95(18Localités) | HUAWEI | Nokia | Ksar El Boukhari | Aïn Boucif | Ain Touta | Huawei | 35.7792 | 3.2192 | 511 |  | New | lc_site51 | 2 | 35.776 | 3.218 | Macro 900 3 sectors |  | 900M_S222@GSM_S111@LTE | Directional (A704516R0v06) | 30 | 28 | GF | YES | 1 site->2 villages(1681/1683) | 268 | 17.3 | 158.6 | 371
Lot n°95_1684 | Lot N°95 | Lot N°95(18Localités) | HUAWEI | Nokia | Ksar El Boukhari | Aïn Ou Ksir | Faraaia | Huawei | 35.8616 | 3.565 | 323 |  | New | lc_site57 | 1 | 35.8569 | 3.5661 | RuralLink |  | RuralLink 900M_O2@GSM_S111@LTE | Directional (A704515S0v06) | 12 | 16 | RT | YES | 1 site->1 villages(1684) | 37.6 | 157.6 | 277.6 | 531
Lot n°95_1685 | Lot N°95 | Lot N°95(18Localités) | HUAWEI | Nokia | Ksar El Boukhari | Aïn Ou Ksir | Maache | Huawei | 35.7505 | 3.5144 | 480 |  | New | lc_site58 | 1 | 35.7518 | 3.5143 | RuralLink |  | RuralLink 900M_O2@GSM_S111@LTE | Directional (A704515S0v06) | 12 | 16 | RT | YES | 1 site->1 villages(1685) | 41.8 | 161.8 | 281.8 | 147
Lot n°95_1686 | Lot N°95 | Lot N°95(18Localités) | HUAWEI | Nokia | Ksar El Boukhari | Aïn Ou Ksir | Dayet EL Terfa | Huawei | 35.686 | 3.5251 | 478 |  | New | lc_site59 | 1 | 35.6862 | 3.5254 | RuralLink |  | RuralLink 900M_O2@GSM_S111@LTE | Directional (A704515S0v06) | 12 | 16 | RT | YES | 1 site->1 villages(1686) | 12.5 | 132.5 | 252.5 | 36
Lot n°95_1687 | Lot N°95 | Lot N°95(18Localités) | HUAWEI | Nokia | Ksar El Boukhari | Aïn Ou Ksir | Malha | Huawei | 35.8568 | 3.4169 | 472 |  | New | lc_site60 | 1 | 35.8564 | 3.4169 | RuralLink |  | RuralLink 900M_O2@GSM_S111@LTE | Directional (A704515S0v06) | 12 | 16 | RT | YES | 1 site->1 villages(1687) | 60.9 | 180.9 | 300.9 | 39
Lot n°95_1688 | Lot N°95 | Lot N°95(18Localités) | HUAWEI | Nokia | Ksar El Boukhari | Aïn Ou Ksir | Ouled Mimoun | Huawei | 35.8721 | 3.5279 | 103 |  | New | lc_site61 | 1 | 35.8726 | 3.5276 | RuralStar |  | RuralStar 900M_O2@GSM_O1@LTE | OMNI( A70VP1100v06) | 12 | 16 | RT | YES | 1 site->1 villages(1688) | 0 |  |  | 61
Lot n°95_1689 | Lot N°95 | Lot N°95(18Localités) | HUAWEI | Nokia | Ksar El Boukhari | Aïn Ou Ksir | Ouled Djahdjouh | Huawei | 35.8606 | 3.4914 | 120 |  | New | lc_site62 | 1 | 35.8605 | 3.4908 | RuralStar |  | RuralStar 900M_O2@GSM_O1@LTE | OMNI( A70VP1100v06) | 18 | 16 | GF | YES | 1 site->1 villages(1689) | 0 |  |  | 56
Lot n°95_1690 | Lot N°95 | Lot N°95(18Localités) | HUAWEI | Nokia | Ksar El Boukhari | Aziz | Fraction EL Kbarate | Huawei | 35.723 | 2.5527 | 289 |  | New | lc_site63 | 1 | 35.7222 | 2.5561 | RuralLink |  | RuralLink 900M_O2@GSM_S111@LTE | Directional (A704515S0v06) | 12 | 16 | RT | YES | 1 site->1 villages(1690) | 95.4 | 215.4 | 335.4 | 323
Lot n°95_1691 | Lot N°95 | Lot N°95(18Localités) | HUAWEI | Nokia | Ksar El Boukhari | Aziz | El Sbakate | Huawei | 35.767 | 2.555 | 326 |  | New | ql21 | 1 | 35.7666 | 2.5563 | RuralLink |  | RuralLink 900M_O2@GSM_S111@LTE | Directional (A704515S0v06) | 12 | 16 | RT | YES | 1 site->1 villages(1691) | 90.2 | 210.2 | 330.2 | 130
Lot n°95_1692 | Lot N°95 | Lot N°95(18Localités) | HUAWEI | Nokia | Ksar El Boukhari | Aziz | Ouled Saad | Huawei | 35.8858 | 2.5743 | 481 |  | New | lc_site65 | 1 | 35.8861 | 2.5742 | RuralLink |  | RuralLink 900M_O2@GSM_S111@LTE | Directional (A704515S0v06) | 12 | 16 | RT | YES | 1 site->1 villages(1692) | 59.1 | 179.1 | 299.1 | 36
Lot n°95_1693 | Lot N°95 | Lot N°95(18Localités) | HUAWEI | Nokia | Ksar El Boukhari | Aziz | El Remali | Huawei | 35.8877 | 2.4624 | 120 |  | New | lc_site66 | 1 | 35.8858 | 2.4576 | RuralStar |  | RuralStar 900M_O2@GSM_O1@LTE | OMNI( A70VP1100v06) | 12 | 16 | RT | YES | 1 site->1 villages(1693) | 0 |  |  | 482
Lot n°95_1694 | Lot N°95 | Lot N°95(18Localités) | HUAWEI | Nokia | Ksar El Boukhari | Aziz | Ferme Maghdour | Huawei | 35.8736 | 2.4903 | 186 |  | New | lc_site67 | 1 | 35.8743 | 2.4897 | RuralStar |  | RuralStar 900M_O2@GSM_O1@LTE | OMNI( A70VP1100v06) | 12 | 16 | RT | YES | 1 site->1 villages(1694) | 0 |  |  | 94
Lot n°96_1695 | Lot N°96 | Lot N°96(18Localités) | HUAWEI | Huawei | Mostaganem | Abdelmalek Ramadan | Chaaibia | Huawei | 36.0833 | 0.19763 | 1139 |  | New | Site6 | 1 | 36.0828 | 0.19852 | Macro 2100 3 sectors |  | 2100M_S111@UMTS_S111@LTE | Directional (A264518R0v06) | 12 | 16 | RT | YES | 1 site->1 villages(1695) | 350.8 | 248.3 | 301.1 | 94
Lot n°96_1696 | Lot N°96 | Lot N°96(18Localités) | HUAWEI | Huawei | Mostaganem | Abdelmalek Ramadan | Sakhra | Huawei | 36.0589 | 0.16837 | 392 |  | New | lyh_96_1696 | 2 | 36.0473 | 0.14696 | Macro 900 3 sectors |  | 900M_S222@GSM_S111@LTE | Directional (A704516R0v06) | 24 | 22 | GF | YES | 1 site->2 villages(1696/1697) | 56.1 | 181.8 | 299 | 2319
Lot n°96_1697 | Lot N°96 | Lot N°96(18Localités) | HUAWEI | Huawei | Mostaganem | Abdelmalek Ramadan | Jaailia | Huawei | 36.0347 | 0.14647 | 801 |  | New | lyh_96_1696 | 2 | 36.0473 | 0.14696 | Macro 900 3 sectors |  | 900M_S222@GSM_S111@LTE | Directional (A704516R0v06) | 24 | 22 | GF | YES | 1 site->2 villages(1696/1697) | 56.1 | 181.8 | 299 | 1397
Lot n°96_1700 | Lot N°96 | Lot N°96(18Localités) | HUAWEI | Huawei | Mostaganem | Nekmaria | Bani Tourzguine | Huawei | 36.1604 | 0.63251 | 200 |  | New | lyh_2 | 2 | 36.1686 | 0.63478 | Macro 900 3 sectors |  | 900M_S222@GSM_S111@LTE | Directional (A704516R0v06) | 12 | 16 | RT | YES | 1 site->2 villages(1700/1702) | 6.5 | 99.6 | 192.7 | 931
Lot n°96_1702 | Lot N°96 | Lot N°96(18Localités) | HUAWEI | Huawei | Mostaganem | Nekmaria | Ouled Taïb | Huawei | 36.1694 | 0.63489 | 609 |  | New | lyh_2 | 2 | 36.1686 | 0.63478 | Macro 900 3 sectors |  | 900M_S222@GSM_S111@LTE | Directional (A704516R0v06) | 12 | 16 | RT | YES | 1 site->2 villages(1700/1702) | 6.5 | 99.6 | 192.7 | 84
Lot n°96_1703 | Lot N°96 | Lot N°96(18Localités) | HUAWEI | Huawei | Mostaganem | Nekmaria | Messabih | Huawei | 36.1936 | 0.67653 | 205 |  | New | lyh_1 | 3 | 36.1879 | 0.66913 | Macro 900 3 sectors |  | 900M_S222@GSM_S111@LTE | Directional (A704516R0v06) | 30 | 28 | GF | YES | 1 site->3 villages(2751/1703/1704) | 46.4 | 141.8 | 311.1 | 917
Lot n°96_1704 | Lot N°96 | Lot N°96(18Localités) | HUAWEI | Huawei | Mostaganem | Nekmaria | Khraïssia | Huawei | 36.1891 | 0.66752 | 250 |  | New | lyh_1 | 3 | 36.1879 | 0.66913 | Macro 900 3 sectors |  | 900M_S222@GSM_S111@LTE | Directional (A704516R0v06) | 30 | 28 | GF | YES | 1 site->3 villages(2751/1703/1704) | 46.4 | 141.8 | 311.1 | 192
Lot n°96_1705 | Lot N°96 | Lot N°96(18Localités) | HUAWEI | Huawei | Mostaganem | Nekmaria | Ouled Bouali | Huawei | 36.2065 | 0.66058 | 170 |  | New | lyh_333 | 2 | 36.206 | 0.63313 | Macro 900 3 sectors |  | 900M_S222@GSM_S111@LTE | Directional (A704516R0v06) | 12 | 16 | RT | YES | 1 site->2 villages(1705/1706) | 48.6 | 168.6 | 288.6 | 2464
Lot n°96_1706 | Lot N°96 | Lot N°96(18Localités) | HUAWEI | Huawei | Mostaganem | Nekmaria | Serara | Huawei | 36.2115 | 0.64084 | 650 |  | New | lyh_333 | 2 | 36.206 | 0.63313 | Macro 900 3 sectors |  | 900M_S222@GSM_S111@LTE | Directional (A704516R0v06) | 12 | 16 | RT | YES | 1 site->2 villages(1705/1706) | 48.6 | 168.6 | 288.6 | 923
Lot n°96_1707 | Lot N°96 | Lot N°96(18Localités) | HUAWEI | Huawei | Mostaganem | Ouled Boughalem | Bouzguert | Huawei | 36.3079 | 0.706 | 1823 |  | New | lyh_1823 | 1 | 36.3083 | 0.70327 | Macro 2100 3 sectors |  | 2100M_S111@UMTS_S111@LTE | Directional (A264518R0v06) | 12 | 16 | RT | YES | 1 site->1 villages(1707) | 59.9 | 120.8 | 314.9 | 249
Lot n°96_1708 | Lot N°96 | Lot N°96(18Localités) | HUAWEI | Huawei | Mostaganem | Ouled Maallah | Melalha | Huawei | 36.0061 | 0.61572 | 1277 |  | New | Site15 | 3 | 36.008 | 0.62708 | Macro 900 3 sectors |  | 900M_S222@GSM_S111@LTE | Directional (A704516R0v06) | 6 | 10 | RT | YES | 1 site->3 villages(1708/1709/1711) | 354.5 | 91 | 258.1 | 1045
Lot n°96_1709 | Lot N°96 | Lot N°96(18Localités) | HUAWEI | Huawei | Mostaganem | Ouled Maallah | Ouled Saada | Huawei | 36.0079 | 0.63698 | 717 |  | New | Site15 | 3 | 36.008 | 0.62708 | Macro 900 3 sectors |  | 900M_S222@GSM_S111@LTE | Directional (A704516R0v06) | 6 | 10 | RT | YES | 1 site->3 villages(1708/1709/1711) | 354.5 | 91 | 258.1 | 890
Lot n°96_1710 | Lot N°96 | Lot N°96(18Localités) | HUAWEI | Huawei | Mostaganem | Ouled Maallah | Ain Yakoub | Huawei | 36.0572 | 0.62561 | 651 |  | New | lyh96_1710 | 1 | 36.0571 | 0.626 | Macro 900 3 sectors |  | 900M_S222@GSM_S111@LTE | Directional (A704516R0v06) | 12 | 16 | RT | YES | 1 site->1 villages(1710) | 23.9 | 138.5 | 221.8 | 37
Lot n°96_1711 | Lot N°96 | Lot N°96(18Localités) | HUAWEI | Huawei | Mostaganem | Ouled Maallah | Ztaïtia Bas | Huawei | 36.0081 | 0.61492 | 809 |  | New | Site15 | 3 | 36.008 | 0.62708 | Macro 900 3 sectors |  | 900M_S222@GSM_S111@LTE | Directional (A704516R0v06) | 6 | 10 | RT | YES | 1 site->3 villages(1708/1709/1711) | 354.5 | 91 | 258.1 | 1094
Lot n°96_1712 | Lot N°96 | Lot N°96(18Localités) | HUAWEI | Huawei | Mostaganem | Ouled Maallah | Ouled Youcef | Huawei | 36.0305 | 0.56643 | 660 |  | New | lyh_1311 | 1 | 36.034 | 0.56446 | Macro 900 3 sectors |  | 900M_S222@GSM_S111@LTE | Directional (A704516R0v06) | 12 | 16 | RT | YES | 1 site->1 villages(1712) | 67.6 | 145.9 | 310.8 | 424
Lot n°97_1715 | Lot N°97 | Lot N°97(17localités) | HUAWEI | Huawei | Mostaganem | Aïn Boudinar | Ouled Ali | Huawei | 35.9789 | 0.2027 | 656 |  | New | Site7 | 2 | 35.9914 | 0.21506 | Macro 900 3 sectors |  | 900M_S222@GSM_S111@LTE | Directional (A704516R0v06) | 24 | 22 | GF | YES | 1 site->2 villages(1775/1715) | 328.8 | 78.6 | 218.9 | 1773
Lot n°97_1719 | Lot N°97 | Lot N°97(17localités) | HUAWEI | Huawei | Mostaganem | Bouguirat | Kdaïmia | Huawei | 35.7442 | 0.21334 | 359 |  | New | lyh666 | 1 | 35.7504 | 0.20816 | RuralLink |  | RuralLink 900M_O2@GSM_S111@LTE | Directional (A704515S0v06) | 12 | 16 | RT | YES | 1 site->1 villages(1719) | 100.2 | 220.2 | 340.2 | 831
Lot n°97_1720 | Lot N°97 | Lot N°97(17localités) | HUAWEI | Huawei | Mostaganem | Bouguirat | Ouled Benyoucef | Huawei | 35.8167 | 0.35745 | 1641 |  | New | yh_2790_2797_rf | 4 | 35.8084 | 0.35283 | Macro 900 3 sectors |  | 900M_S222@GSM_S111@LTE | Directional (A704516R0v06) | 30 | 28 | GF | YES | 1 site->4 villages(2790/2791/2797/1720) | 24.3 | 138.5 | 218.3 | 1013
Lot n°97_1722 | Lot N°97 | Lot N°97(17localités) | HUAWEI | Huawei | Mostaganem | Hadjadj | Ouled Djaloul | Huawei | 36.13 | 0.35541 | 1004 |  | New | lyh_1222 | 4 | 36.1275 | 0.36233 | Macro 900 3 sectors |  | 900M_S222@GSM_S111@LTE | Directional (A704516R0v06) | 30 | 28 | GF | YES | 1 site->4 villages(1722/1723/1724/1742) | 293.9 | 101.5 | 247.2 | 680
Lot n°97_1723 | Lot N°97 | Lot N°97(17localités) | HUAWEI | Huawei | Mostaganem | Hadjadj | Ouled Boukhatem | Huawei | 36.1465 | 0.35089 | 474 |  | New | lyh_1222 | 4 | 36.1275 | 0.36233 | Macro 900 3 sectors |  | 900M_S222@GSM_S111@LTE | Directional (A704516R0v06) | 30 | 28 | GF | YES | 1 site->4 villages(1722/1723/1724/1742) | 293.9 | 101.5 | 247.2 | 2342
Lot n°97_1724 | Lot N°97 | Lot N°97(17localités) | HUAWEI | Huawei | Mostaganem | Hadjadj | Souahlia | Huawei | 36.1221 | 0.34638 | 785 |  | New | lyh_1222 | 4 | 36.1275 | 0.36233 | Macro 900 3 sectors |  | 900M_S222@GSM_S111@LTE | Directional (A704516R0v06) | 30 | 28 | GF | YES | 1 site->4 villages(1722/1723/1724/1742) | 293.9 | 101.5 | 247.2 | 1555
Lot n°97_1725 | Lot N°97 | Lot N°97(17localités) | HUAWEI | Huawei | Mostaganem | Hadjadj | Smara | Huawei | 36.0779 | 0.34985 | 197 |  | New | Site11 | 2 | 36.0775 | 0.35032 | Macro 900 3 sectors |  | 900M_S222@GSM_S111@LTE | Directional (A704516R0v06) | 30 | 28 | GF | YES | 1 site->2 villages(1725/1741) | 312.7 | 131.5 | 222.1 | 57
Lot n°97_1726 | Lot N°97 | Lot N°97(17localités) | HUAWEI | Huawei | Mostaganem | Khadra | M'saïd Sud | Huawei | 36.2294 | 0.57336 | 600 |  | New | lyh_1809 | 3 | 36.2297 | 0.57177 | Macro 900 3 sectors |  | 900M_S222@GSM_S111@LTE | Directional (A704516R0v06) | 24 | 22 | GF | YES | 1 site->3 villages(1726/1727/1729) | 102.6 | 349.3 | 236 | 146
Lot n°97_1727 | Lot N°97 | Lot N°97(17localités) | HUAWEI | Huawei | Mostaganem | Khadra | Ferme Si Saoud | Huawei | 36.2349 | 0.58992 | 644 |  | New | lyh_1809 | 3 | 36.2297 | 0.57177 | Macro 900 3 sectors |  | 900M_S222@GSM_S111@LTE | Directional (A704516R0v06) | 24 | 22 | GF | YES | 1 site->3 villages(1726/1727/1729) | 102.6 | 349.3 | 236 | 1727
Lot n°97_1729 | Lot N°97 | Lot N°97(17localités) | HUAWEI | Huawei | Mostaganem | Khadra | Dades | Huawei | 36.2208 | 0.55542 | 1209 |  | New | lyh_1809 | 3 | 36.2297 | 0.57177 | Macro 900 3 sectors |  | 900M_S222@GSM_S111@LTE | Directional (A704516R0v06) | 24 | 22 | GF | YES | 1 site->3 villages(1726/1727/1729) | 102.6 | 349.3 | 236 | 1770
Lot n°98_1730 | Lot N°98 | Lot N°98(17localités) | HUAWEI | Huawei | Mostaganem | Safsaf | Bouaïchia | Huawei | 35.842 | 0.39725 | 586 |  | New | ly98_1730 | 1 | 35.842 | 0.39725 | RuralLink |  | RuralLink 900M_O2@GSM_S111@LTE | Directional (A704515S0v06) | 6 | 10 | RT | YES | 1 site->1 villages(1730) | 36.1 | 156.1 | 276.1 | 0
Lot n°98_1731 | Lot N°98 | Lot N°98(17localités) | HUAWEI | Huawei | Mostaganem | Safsaf | Zhahfa | Huawei | 35.8249 | 0.39703 | 639 |  | New | Site5_new | 3 | 35.8233 | 0.39576 | Macro 900 3 sectors |  | 900M_S222@GSM_S111@LTE | Directional (A704516R0v06) | 30 | 28 | GF | NO | 1 site->3 villages(1731/1732/1733) | 33.7 | 173.7 | 225.7 | 207
Lot n°98_1732 | Lot N°98 | Lot N°98(17localités) | HUAWEI | Huawei | Mostaganem | Safsaf | Mraïnia | Huawei | 35.8105 | 0.3975 | 708 |  | New | Site5_new | 3 | 35.8233 | 0.39576 | Macro 900 3 sectors |  | 900M_S222@GSM_S111@LTE | Directional (A704516R0v06) | 30 | 28 | GF | NO | 1 site->3 villages(1731/1732/1733) | 33.7 | 173.7 | 225.7 | 1428
Lot n°98_1733 | Lot N°98 | Lot N°98(17localités) | HUAWEI | Huawei | Mostaganem | Safsaf | Kehahma | Huawei | 35.8168 | 0.38753 | 645 |  | New | Site5_new | 3 | 35.8233 | 0.39576 | Macro 900 3 sectors |  | 900M_S222@GSM_S111@LTE | Directional (A704516R0v06) | 30 | 28 | GF | NO | 1 site->3 villages(1731/1732/1733) | 33.7 | 173.7 | 225.7 | 1037
Lot n°98_1734 | Lot N°98 | Lot N°98(17localités) | HUAWEI | Huawei | Mostaganem | Sidi Ali | M'zila | Huawei | 35.9907 | 0.52311 | 811 |  | New | ly98_1734 | 2 | 35.9958 | 0.53291 | Macro 900 3 sectors |  | 900M_S222@GSM_S111@LTE | Directional (A704516R0v06) | 24 | 22 | GF | YES | 1 site->2 villages(1734/1737) | 68.9 | 237.2 | 333 | 1048
Lot n°98_1736 | Lot N°98 | Lot N°98(17localités) | HUAWEI | Huawei | Mostaganem | Sidi Ali | Setfoura | Huawei | 36.0382 | 0.50865 | 552 |  | New | lyh_1620 | 1 | 36.0379 | 0.50875 | RuralLink |  | RuralLink 900M_O2@GSM_S111@LTE | Directional (A704515S0v06) | 12 | 16 | RT | YES | 1 site->1 villages(1736) | 115.9 | 235.9 | 355.9 | 40
Lot n°98_1737 | Lot N°98 | Lot N°98(17localités) | HUAWEI | Huawei | Mostaganem | Sidi Ali | Ouled Allou | Huawei | 35.9993 | 0.54417 | 1698 |  | New | ly98_1734 | 2 | 35.9958 | 0.53291 | Macro 900 3 sectors |  | 900M_S222@GSM_S111@LTE | Directional (A704516R0v06) | 24 | 22 | GF | YES | 1 site->2 villages(1734/1737) | 68.9 | 237.2 | 333 | 1085
Lot n°98_1738 | Lot N°98 | Lot N°98(17localités) | HUAWEI | Huawei | Mostaganem | Sidi Ali | Ouled Sidi Brahim | Huawei | 35.9869 | 0.49664 | 257 |  | New | Site10012 | 2 | 35.9799 | 0.50035 | Macro 900 3 sectors |  | 900M_S222@GSM_S111@LTE | Directional (A704516R0v06) | 24 | 22 | GF | YES | 1 site->2 villages(2810/1738) | 336.6 | 146.7 | 241.7 | 841
Lot n°98_1740 | Lot N°98 | Lot N°98(17localités) | HUAWEI | Huawei | Mostaganem | Sidi Ali | Bkhaïria | Huawei | 36.1098 | 0.47224 | 880 |  | New | Site13 | 1 | 36.1146 | 0.47343 | Macro 2100 3 sectors |  | 2100M_S111@UMTS_S111@LTE | Directional (A264518R0v06) | 6 | 10 | RT | YES | 1 site->1 villages(1740) | 27.5 | 92.4 | 185.6 | 539
Lot n°98_1741 | Lot N°98 | Lot N°98(17localités) | HUAWEI | Huawei | Mostaganem | Sidi Ali | Naâïmia 02 | Huawei | 36.0643 | 0.36889 | 973 |  | New | Site11 | 2 | 36.0775 | 0.35032 | Macro 900 3 sectors |  | 900M_S222@GSM_S111@LTE | Directional (A704516R0v06) | 30 | 28 | GF | YES | 1 site->2 villages(1725/1741) | 312.7 | 131.5 | 222.1 | 2228
Lot n°98_1742 | Lot N°98 | Lot N°98(17localités) | HUAWEI | Huawei | Mostaganem | Sidi Ali | Louaha | Huawei | 36.126 | 0.37187 | 550 |  | New | lyh_1222 | 4 | 36.1275 | 0.36233 | Macro 900 3 sectors |  | 900M_S222@GSM_S111@LTE | Directional (A704516R0v06) | 30 | 28 | GF | YES | 1 site->4 villages(1722/1723/1724/1742) | 293.9 | 101.5 | 247.2 | 874
Lot n°98_1743 | Lot N°98 | Lot N°98(17localités) | HUAWEI | Huawei | Mostaganem | Sidi Bellater | Ouled EL Safi | Huawei | 36.0271 | 0.21403 | 1024 |  | New | ql07 | 1 | 36.0284 | 0.21283 | Macro 2100 3 sectors |  | 2100M_S111@UMTS_S111@LTE | Directional (A264518R0v06) | 12 | 16 | RT | YES | 1 site->1 villages(1743) | 89.7 | 158.3 | 313 | 181
Lot n°98_1744 | Lot N°98 | Lot N°98(17localités) | HUAWEI | Huawei | Mostaganem | Sidi Bellater | Ouled Balekhal | Huawei | 36.0445 | 0.28288 | 443 |  | New | Site10 | 1 | 36.0438 | 0.28374 | RuralLink |  | RuralLink 900M_O2@GSM_S111@LTE | Directional (A704515S0v06) | 6 | 10 | RT | YES | 1 site->1 villages(1744) | 105.1 | 225.1 | 345.1 | 108
Lot n°98_1745 | Lot N°98 | Lot N°98(17localités) | HUAWEI | Huawei | Mostaganem | Sidi Bellater | Ghouala | Huawei | 36.0299 | 0.32117 | 419 |  | New | ly98_1745 | 1 | 36.0327 | 0.31482 | RuralLink |  | RuralLink 900M_O2@GSM_S111@LTE | Directional (A704515S0v06) | 6 | 10 | RT | YES | 1 site->1 villages(1745) | 80.4 | 200.4 | 320.4 | 648
Lot n°98_1746 | Lot N°98 | Lot N°98(17localités) | HUAWEI | Huawei | Mostaganem | Sidi Bellater | Ouled Lahcen | Huawei | 36.0514 | 0.31997 | 621 |  | New | Site10_98_1746 | 1 | 36.0514 | 0.31997 | Macro 900 3 sectors |  | 900M_S222@GSM_S111@LTE | Directional (A704516R0v06) | 6 | 10 | RT | YES | 1 site->1 villages(1746) | 99.5 | 148 | 53.7 | 0
Lot n°99_1747 | Lot N°99 | Lot N°99(16Localités) | HUAWEI | Huawei | Mostaganem | Sour | Hedaïdia | Huawei | 35.9781 | 0.35783 | 1774 |  | New | ly99_1747 | 1 | 35.9782 | 0.3577 | Macro 2100 3 sectors |  | 2100M_S111@UMTS_S111@LTE | Directional (A264518R0v06) | 30 | 28 | GF | YES | 1 site->1 villages(1747) | 39.9 | 233.1 | 335.6 | 20
Lot n°99_1748 | Lot N°99 | Lot N°99(16Localités) | HUAWEI | Huawei | Mostaganem | Sour | Hechachta Amour | Huawei | 36.0268 | 0.37917 | 1560 |  | New | Site9 | 2 | 36.0142 | 0.38179 | Macro 900 3 sectors |  | 900M_S222@GSM_S111@LTE | Directional (A704516R0v06) | 9 | 13 | RT | YES | 1 site->2 villages(1748/1754) | 350.5 | 115.8 | 233.2 | 1426
Lot n°99_1749 | Lot N°99 | Lot N°99(16Localités) | HUAWEI | Huawei | Mostaganem | Sour | Adjissa | Huawei | 35.9881 | 0.4102 | 284 |  | New | Site9_2 | 1 | 35.9869 | 0.40699 | RuralLink |  | RuralLink 900M_O2@GSM_S111@LTE | Directional (A704515S0v06) | 9 | 13 | RT | YES | 1 site->1 villages(1749) | 66.6 | 186.6 | 306.6 | 319
Lot n°99_1750 | Lot N°99 | Lot N°99(16Localités) | HUAWEI | Huawei | Mostaganem | Sour | Ouled Ameur | Huawei | 35.9634 | 0.30681 | 811 |  | New | ly99_1750 | 1 | 35.9634 | 0.30681 | Macro 2100 3 sectors |  | 2100M_S111@UMTS_S111@LTE | Directional (A264518R0v06) | 6 | 10 | RT | YES | 1 site->1 villages(1750) | 270 | 341.6 | 180 | 0
Lot n°99_1751 | Lot N°99 | Lot N°99(16Localités) | HUAWEI | Huawei | Mostaganem | Sour | Rezilette | Huawei | 35.9476 | 0.29881 | 1260 |  | New | Sitee8 | 3 | 35.9452 | 0.29536 | Macro 900 3 sectors |  | 900M_S222@GSM_S111@LTE | Directional (A704516R0v06) | 30 | 28 | GF | YES | 1 site->3 villages(1751/1752/1753) | 337.4 | 49.8 | 193.1 | 406
Lot n°99_1752 | Lot N°99 | Lot N°99(16Localités) | HUAWEI | Huawei | Mostaganem | Sour | Amamra | Huawei | 35.9375 | 0.29313 | 310 |  | New | Sitee8 | 3 | 35.9452 | 0.29536 | Macro 900 3 sectors |  | 900M_S222@GSM_S111@LTE | Directional (A704516R0v06) | 30 | 28 | GF | YES | 1 site->3 villages(1751/1752/1753) | 337.4 | 49.8 | 193.1 | 887
Lot n°99_1753 | Lot N°99 | Lot N°99(16Localités) | HUAWEI | Huawei | Mostaganem | Sour | Ksassera | Huawei | 35.9495 | 0.29317 | 600 |  | New | Sitee8 | 3 | 35.9452 | 0.29536 | Macro 900 3 sectors |  | 900M_S222@GSM_S111@LTE | Directional (A704516R0v06) | 30 | 28 | GF | YES | 1 site->3 villages(1751/1752/1753) | 337.4 | 49.8 | 193.1 | 513
Lot n°99_1754 | Lot N°99 | Lot N°99(16Localités) | HUAWEI | Huawei | Mostaganem | Sour | Hechachta | Huawei | 36.012 | 0.38744 | 1118 |  | New | Site9 | 2 | 36.0142 | 0.38179 | Macro 900 3 sectors |  | 900M_S222@GSM_S111@LTE | Directional (A704516R0v06) | 9 | 13 | RT | YES | 1 site->2 villages(1748/1754) | 350.5 | 115.8 | 233.2 | 565
Lot n°99_1755 | Lot N°99 | Lot N°99(16Localités) | HUAWEI | Huawei | Mostaganem | Stidia | Si Azrougue | Huawei | 35.7909 | 0.017545 | 500 |  | New | ql1150 | 1 | 35.7908 | 0.017151 | RuralLink |  | RuralLink 900M_O2@GSM_S111@LTE | Directional (A704515S0v06) | 12 | 16 | RT | YES | 1 site->1 villages(1755) | 56.8 | 176.8 | 296.8 | 36
Lot n°99_1756 | Lot N°99 | Lot N°99(16Localités) | HUAWEI | Huawei | Mostaganem | Tazgaït | Nehaïlia | Huawei | 36.1347 | 0.55039 | 308 |  | New | lyh_401111 | 1 | 36.1333 | 0.55214 | RuralLink |  | RuralLink 900M_O2@GSM_S111@LTE | Directional (A704515S0v06) | 12 | 16 | RT | YES | 1 site->1 villages(1756) | 19.9 | 139.9 | 259.9 | 223
Lot n°99_1757 | Lot N°99 | Lot N°99(16Localités) | HUAWEI | Huawei | Mostaganem | Tazgaït | Amarich Sud | Huawei | 36.1645 | 0.56679 | 202 |  | New | ly99_1757 | 1 | 36.1664 | 0.56322 | RuralStar |  | RuralStar 900M_O2@GSM_O1@LTE | OMNI( A70VP1100v06) | 6 | 10 | RT | YES | 1 site->1 villages(1757) | 0 |  |  | 380
Lot n°99_1758 | Lot N°99 | Lot N°99(16Localités) | HUAWEI | Huawei | Mostaganem | Tazgaït | Ouled Boudana | Huawei | 36.1639 | 0.53374 | 523 |  | New | lyh_401 | 3 | 36.1704 | 0.54154 | Macro 900 3 sectors |  | 900M_S222@GSM_S111@LTE | Directional (A704516R0v06) | 30 | 28 | GF | YES | 1 site->3 villages(1769/1770/1758) | 39.3 | 146.1 | 252.8 | 1003
Lot n°99_1759 | Lot N°99 | Lot N°99(16Localités) | HUAWEI | Huawei | Mostaganem | Touahria | Ouled EL Hadj EL Arbi | Huawei | 35.8025 | 0.23833 | 600 |  | New | Site4 | 3 | 35.8086 | 0.24593 | Macro 900 3 sectors |  | 900M_S222@GSM_S111@LTE | Directional (A704516R0v06) | 6 | 10 | RT | YES | 1 site->3 villages(1759/1760/1762) | 270.9 | 45.5 | 225.5 | 961
Lot n°99_1760 | Lot N°99 | Lot N°99(16Localités) | HUAWEI | Huawei | Mostaganem | Touahria | Ouled EL Ghali | Huawei | 35.8147 | 0.25361 | 1200 |  | New | Site4 | 3 | 35.8086 | 0.24593 | Macro 900 3 sectors |  | 900M_S222@GSM_S111@LTE | Directional (A704516R0v06) | 6 | 10 | RT | YES | 1 site->3 villages(1759/1760/1762) | 270.9 | 45.5 | 225.5 | 972
Lot n°99_1762 | Lot N°99 | Lot N°99(16Localités) | HUAWEI | Huawei | Mostaganem | Touahria | Ouled Charef Seghier | Huawei | 35.8088 | 0.23272 | 500 |  | New | Site4 | 3 | 35.8086 | 0.24593 | Macro 900 3 sectors |  | 900M_S222@GSM_S111@LTE | Directional (A704516R0v06) | 6 | 10 | RT | YES | 1 site->3 villages(1759/1760/1762) | 270.9 | 45.5 | 225.5 | 1191
Lot n°06_0093
Lot n°08_0131
Lot n°08_0133
Lot n°06_0092
Lot n°07_0106
Lot n°06_0104
Lot n°08_0136
Lot n°07_0119
Lot n°07_0121
Lot n°07_0114
Lot n°08_0140
Lot n°08_0130
Lot n°08_0134
Lot n°08_0135
Lot n°08_0129
Lot n°07_0110
Lot n°07_0118
Lot n°06_0097
Lot n°08_0143
Lot n°08_0132
Lot n°06_0102
Lot n°06_0095
Lot n°06_0091
Lot n°06_0103
Lot n°07_0115
Lot n°06_0090
Lot n°07_0107
Lot n°07_0122
Lot n°08_0138
Lot n°06_0098
Lot n°06_0096
Lot n°06_0094
Lot n°06_0088
Lot n°06_0089
Lot n°07_0120
Lot n°07_0117
Lot n°07_0116
Lot n°07_0109
Lot n°07_0123
Lot n°07_0124
Lot n°08_0126
Lot n°08_0125
Lot n°06_0099
Lot n°08_0127
Lot n°08_0142
Lot n°08_0141
Lot n°07_0112
Lot n°08_0139
Lot n°08_0128
Lot n°07_0108
Lot n°06_0087
Lot n°06_0086
Lot n°07_0111
Lot n°07_0113
Lot n°06_0100
Lot n°06_0105
Lot n°06_0101
Lot n°08_0137
Lot n°98_1733
Lot n°98_1732
Lot n°98_1730
Lot n°98_1731
Lot n°98_1738
Lot n°98_1735
Lot n°98_1742
Lot n°98_1736
Lot n°98_1734
Lot n°98_1741
Lot n°98_1739
Lot n°98_1737
Lot n°98_1740
Lot n°98_1744
Lot n°98_1743
Lot n°98_1746
Lot n°98_1745
Lot n°123_2162
Lot n°123_2151
Lot n°123_2157
Lot n°122_2146
Lot n°123_2154
Lot n°123_2160
Lot n°123_2158
Lot n°123_2150
Lot n°123_2161
Lot n°123_2152
Lot n°123_2149
Lot n°122_2148
Lot n°123_2159
Lot n°122_2144
Lot n°122_2140
Lot n°122_2145
Lot n°122_2147
Lot n°122_2137
Lot n°123_2156
Lot n°122_2136
Lot n°122_2143
Lot n°123_2153
Lot n°122_2141
Lot n°122_2135
Lot n°122_2139
Lot n°123_2155
Lot n°122_2138
Lot n°122_2142
Lot n°161_2820
Lot n°161_2825
Lot n°161_2826
Lot n°161_2836
Lot n°161_2834
Lot n°161_2821
Lot n°161_2832
Lot n°160_2814
Lot n°161_2833
Lot n°160_2809
Lot n°161_2835
Lot n°160_2810
Lot n°160_2813
Lot n°160_2818
Lot n°160_2815
Lot n°160_2808
Lot n°158_2771
Lot n°158_2765
Lot n°158_2763
Lot n°158_2764
Lot n°160_2816
Lot n°160_2817
Lot n°158_2762
Lot n°158_2774
Lot n°160_2802
Lot n°158_2772
Lot n°158_2770
Lot n°158_2773
Lot n°158_2775
Lot n°158_2766
Lot n°158_2767
Lot n°158_2768
Lot n°160_2806
Lot n°158_2778
Lot n°160_2801
Lot n°160_2805
Lot n°160_2807
Lot n°158_2769
Lot n°160_2800
Lot n°160_2804
Lot n°161_2830
Lot n°160_2803
Lot n°161_2831
Lot n°161_2827
Lot n°158_2780
Lot n°158_2779
Lot n°161_2822
Lot n°161_2819
Lot n°161_2823
Lot n°161_2824
Lot n°160_2811
Lot n°158_2777
Lot n°160_2812
Lot n°161_2828
Lot n°161_2829
Lot n°158_2776
Lot n°94_1659
Lot n°94_1660
Lot n°94_1661
Lot n°94_1662
Lot n°94_1663
Lot n°94_1664
Lot n°94_1665
Lot n°94_1666
Lot n°94_1667
Lot n°94_1668
Lot n°94_1669
Lot n°94_1670
Lot n°94_1671
Lot n°94_1672
Lot n°94_1673
Lot n°94_1674
Lot n°94_1675
Lot n°94_1676
Lot n°95_1677
Lot n°95_1678
Lot n°95_1679
Lot n°95_1680
Lot n°95_1681
Lot n°95_1682
Lot n°95_1683
Lot n°95_1684
Lot n°95_1685
Lot n°95_1686
Lot n°95_1687
Lot n°95_1688
Lot n°95_1689
Lot n°95_1690
Lot n°95_1691
Lot n°95_1692
Lot n°95_1693
Lot n°95_1694
Lot n°92_1620
Lot n°92_1621
Lot n°92_1622
Lot n°92_1623
Lot n°92_1624
Lot n°92_1625
Lot n°92_1626
Lot n°92_1627
Lot n°92_1628
Lot n°92_1629
Lot n°92_1630
Lot n°92_1631
Lot n°92_1632
Lot n°92_1633
Lot n°92_1634
Lot n°92_1635
Lot n°92_1636
Lot n°92_1637
Lot n°92_1638
Lot n°92_1639
Lot n°93_1640
Lot n°93_1641
Lot n°93_1642
Lot n°93_1643
Lot n°93_1644
Lot n°93_1645
Lot n°93_1646
Lot n°93_1647
Lot n°93_1648
Lot n°93_1649
Lot n°93_1650
Lot n°93_1651
Lot n°93_1652
Lot n°93_1653
Lot n°93_1654
Lot n°93_1655
Lot n°93_1656
Lot n°93_1657
Lot n°93_1658
Lot n°142_2485
Lot n°142_2489
Lot n°142_2492
Lot n°142_2493
Lot n°142_2494
Lot n°142_2496
Lot n°142_2497
Lot n°142_2498
Lot n°142_2501
Lot n°142_2499
Lot n°142_2500
Lot n°142_2490
Lot n°142_2484
Lot n°142_2487
Lot n°142_2488
Lot n°142_2491
Lot n°142_2495
Lot n°142_2486
Lot n°38_0663
Lot n°38_0664
Lot n°38_0669
Lot n°38_0678
Lot n°38_0679
Lot n°38_0680
Lot n°150_2623
Lot n°150_2627
Lot n°150_2625
Lot n°150_2626
Lot n°150_2637
Lot n°150_2635
Lot n°150_2632
Lot n°150_2633
Lot n°150_2630
Lot n°150_2636
Lot n°150_2622
Lot n°150_2621
Lot n°150_2624
Lot n°150_2620
Lot n°150_2629
Lot n°150_2628
Lot n°150_2631
Lot n°150_2634
Lot n°32_0544
Lot n°32_0545
Lot n°32_0546
Lot n°32_0547
Lot n°32_0548
Lot n°32_0549
Lot n°32_0550
Lot n°32_0551
Lot n°32_0552
Lot n°32_0553
Lot n°32_0554
Lot n°32_0555
Lot n°32_0556
Lot n°32_0557
Lot n°32_0558
Lot n°32_0559
Lot n°32_0560
Lot n°32_0561
Lot n°32_0562
Lot n°32_0563
Lot n°38_0672
Lot n°38_0676
Lot n°38_0677
Lot n°38_0662
Lot n°38_0665
Lot n°38_0666
Lot n°38_0667
Lot n°38_0668
Lot n°38_0670
Lot n°38_0671
Lot n°38_0673
Lot n°38_0674
Lot n°38_0675
Lot n°77_1353
Lot n°77_1354
Lot n°77_1355
Lot n°77_1356
Lot n°77_1357
Lot n°77_1358
Lot n°77_1359
Lot n°77_1360
Lot n°77_1361
Lot n°77_1362
Lot n°77_1363
Lot n°77_1364
Lot n°77_1365
Lot n°77_1366
Lot n°77_1367
Lot n°77_1368
Lot n°77_1369
Lot n°77_1370
Lot n°77_1371
Lot n°77_1372
Lot n°80_1413
Lot n°80_1414
Lot n°80_1415
Lot n°80_1416
Lot n°80_1417
Lot n°80_1418
Lot n°80_1419
Lot n°80_1420
Lot n°80_1421
Lot n°80_1422
Lot n°80_1423
Lot n°80_1424
Lot n°80_1425
Lot n°80_1426
Lot n°80_1427
Lot n°80_1428
Lot n°80_1429
Lot n°80_1430
Lot n°80_1431
Lot n°80_1432
Lot n°116_2026
Lot n°116_2027
Lot n°116_2028
Lot n°116_2029
Lot n°116_2030
Lot n°116_2031
Lot n°116_2032
Lot n°116_2033
Lot n°116_2034
Lot n°116_2035
Lot n°116_2036
Lot n°116_2037
Lot n°116_2038
Lot n°116_2039
Lot n°116_2040
Lot n°116_2041
Lot n°116_2042
Lot n°116_2043
Lot n°116_2044
Lot n°116_2045
Lot n°69_1195
Lot n°69_1196
Lot n°69_1197
Lot n°69_1198
Lot n°69_1199
Lot n°69_1200
Lot n°69_1201
Lot n°69_1202
Lot n°69_1203
Lot n°69_1204
Lot n°69_1205
Lot n°69_1206
Lot n°69_1207
Lot n°69_1208
Lot n°69_1209
Lot n°69_1210
Lot n°69_1211
Lot n°69_1212
Lot n°69_1213
Lot n°89_1573
Lot n°89_1574
Lot n°89_1575
Lot n°89_1576
Lot n°89_1577
Lot n°89_1578
Lot n°89_1579
Lot n°89_1580
Lot n°89_1581
Lot n°89_1582
Lot n°89_1583
Lot n°89_1584
Lot n°89_1585
Lot n°89_1586
Lot n°90_1587
Lot n°90_1588
Lot n°90_1589
Lot n°90_1590
Lot n°90_1591
Lot n°90_1592
Lot n°90_1593
Lot n°90_1594
Lot n°90_1595
Lot n°90_1596
Lot n°90_1597
Lot n°90_1598
Lot n°90_1599
Lot n°148_2586
Lot n°148_2587
Lot n°148_2588
Lot n°148_2589
Lot n°148_2590
Lot n°148_2591
Lot n°148_2592
Lot n°148_2593
Lot n°148_2594
Lot n°148_2595
Lot n°148_2596
Lot n°148_2597
Lot n°148_2598
Lot n°148_2599
Lot n°148_2600
Lot n°148_2601

## Sheet5 (hidden)
431 | 431 | 431 | 431 | 431 | 431 | 431 | 431 | 431 | 431 | 431 | 431 | 0 | 431 | 431 | 431 | 431 | 431 | 390 | 34 | 390 | 390 | 390 | 431 | 390 | 390 | 431 | 431 | 299 | 299 | 431
Localité ID | Lot | Localite/Lot | RAN Vendor | TX Vendor | WILAYA | COMMUNE | LOCALITES | Survey Division | Y | X | Population | SUT PLAN-> | NewSiteOrigin | SiteName | Covered Village Qty. | Site latitude | Site longitude | 390 | Equipment Requirement | Config. | Ant_Solution | Tower Height | Ant Height | Tower Type | Grid power | Remark | Azimuth1(°) | Azimuth2(°) | Azimuth3(°) | length
Lot n°06_0103 | Lot n°06 | Lot N° 6 (20 Localités) | HUAWEI | Huawei | Chlef | Oum Drou | El Khsawria | Huawei | 36.2091 | 1.3841 | 490 |  | Existing need expand LTE900M | MBTS_O02X029 | 1 | 36.1953 | 1.3855 |  | Need to add RRU & UBBP |  |  |  | 19 |  |  | Existing site MBTS_O02X029 covers this village after LTE900M expansion. 1 site->1 villages(0103) | 0 |  |  | 1540
Lot n°161_2819 | Lot N°161 | Lot N°161 (18 Localités) | HUAWEI | Huawei | Relizane | Aïn Rahma | Kouamlia 01 | Huawei | 35.6428 | 0.40915 | 379 |  | Existing need expand LTE900M | MBTS_O48X189 | 1 | 35.626 | 0.392 |  | Need to add RRU |  |  |  | 25 |  |  | Existing site MBTS_O48X189 covers this village after LTE900M expansion. 1 site->1 villages(2819) | 20 |  |  | 2421
Lot n°38_0675 | Lot N°38 | Lot N°38(19 Localités) | HUAWEI | Nokia | Bouira | Kadiria | Village Ghedioua | Djezzy | 36.5516 | 3.6786 | 782 |  | Existing need expand LTE900M | MBTS_A10X130 | 1 | 36.5355 | 3.6744 |  | Need to add RRU & UBBP |  |  |  | 19.3 |  |  | Existing site MBTS_A10X130 covers this village after LTE900M expansion. 1 site->1 villages(0675) | 30 |  |  | 1832
Lot n°07_0123 | Lot n°07 | Lot N° 7 (19 Localités) | HUAWEI | Huawei | Chlef | El Karimia | El Gheouali | Huawei | 36.1225 | 1.5737 | 602 |  | Existing need expand LTE900M | MBTS_O02X231 | 1 | 36.1075 | 1.5599 |  | Need to add RRU & UBBP |  |  |  | 27 |  |  | Existing site MBTS_O02X231 covers this village after LTE900M expansion. 1 site->1 villages(0123) | 40 |  |  | 2078
Lot n°92_1624 | Lot N°92 | Lot N°92(20Localités) | HUAWEI | Nokia | Médéa | Sedraïa | Fraction Krabiya | Huawei | 36.2624 | 3.5253 | 77 |  | Existing need expand LTE900M | MBTS_A26X082 | 1 | 36.2429 | 3.5263 |  | Need to add RRU |  |  |  | 37 |  |  | Existing site MBTS_A26X082 covers this village after LTE900M expansion. 1 site->1 villages(1624) | 40 |  |  | 2165
Lot n°150_2631 | Lot N°150 | Lot N°150 (18 Localités) | HUAWEI | Huawei | Aïn Defla | Bourached | Ouled Abd-Aali | Huawei | 36.1778 | 1.8913 | 350 |  | Existing need expand LTE900M | MBTS_A44SU208 | 2 | 36.1586 | 1.8791 |  | Need to add RRU & Antenna & UBBP |  |  |  | 19 |  |  | Existing site MBTS_A44SU208 covers this village after LTE900M expansion. 1 site->2 villages(2631/2632) | 50 |  |  | 2402
Lot n°160_2816 | Lot N°160 | Lot N°160 (19 Localités) | HUAWEI | Huawei | Relizane | Sidi M'hamed Ben Ali | Louailia | Huawei | 36.1238 | 0.85307 | 230 |  | Existing need expand LTE900M | MBTS_O48X190 | 2 | 36.1108 | 0.83979 |  | Need to add RRU & UBBP |  |  |  | 22 |  |  | Existing site MBTS_O48X190 covers this village after LTE900M expansion. 1 site->2 villages(2816/2817) | 50 |  |  | 1878
Lot n°160_2817 | Lot N°160 | Lot N°160 (19 Localités) | HUAWEI | Huawei | Relizane | Sidi M'hamed Ben Ali | Douar Ouled Bensahli | Huawei | 36.1221 | 0.84481 | 203 |  | Existing need expand LTE900M | MBTS_O48X190 | 2 | 36.1108 | 0.83979 |  | Need to add RRU & UBBP |  |  |  | 22 |  |  | Existing site MBTS_O48X190 covers this village after LTE900M expansion. 1 site->2 villages(2816/2817) | 50 |  |  | 1339
Lot n°98_1739 | Lot N°98 | Lot N°98(17localités) | HUAWEI | Huawei | Mostaganem | Sidi Ali | Naâïmia 01 | Huawei | 36.1107 | 0.44719 | 987 |  | Existing need expand LTE900M | MBTS_O27X267 | 1 | 36.0987 | 0.42972 |  | Need to add RRU & UBBP |  |  |  | 19 |  |  | Existing site MBTS_O27X267 covers this village after LTE900M expansion. 1 site->1 villages(1739) | 60 |  |  | 2055
Lot n°94_1663 | Lot N°94 | Lot N°94(18 Localités) | HUAWEI | Nokia | Ksar El Boukhari | El Ouinet | Ouled Mbarek | Huawei | 35.8963 | 3.0482 | 316 |  | Existing need expand LTE900M | MBTS_A26X079 | 1 | 35.8942 | 3.0349 |  | Need to add RRU & Antenna |  |  |  | 36 |  |  | Existing site MBTS_A26X079 covers this village after LTE900M expansion. 1 site->1 villages(1663) | 80 |  |  | 1219
Lot n°161_2834 | Lot N°161 | Lot N°161 (18 Localités) | HUAWEI | Huawei | Relizane | Belaassel Bouzegza | Bouazid | Huawei | 35.8031 | 0.42306 | 1013 |  | Add new sector to cover | MBTS_O48X208 | 2 | 35.7907 | 0.41339 |  | Need to add RRU & Antenna |  |  |  | 33 |  |  | Existing site MBTS_O48X208 covers this village after LTE900M expansion. 1 site->2 villages(2834/2836) | 91 |  |  | 1629
Lot n°06_0094 | Lot n°06 | Lot N° 6 (20 Localités) | HUAWEI | Huawei | Chlef | Ouled Farès | Ghchachema | Huawei | 36.1604 | 1.2064 | 1100 |  | Existing need expand LTE900M | MBTS_O02X357 | 1 | 36.1612 | 1.1804 |  | Need to add RRU & UBBP |  |  |  | 23 |  |  | Existing site MBTS_O02X357 covers this village after LTE900M expansion. 1 site->1 villages(0094) | 100 |  |  | 2341
Lot n°93_1642 | Lot N°93 | Lot N°93(19 Localités) | HUAWEI | Nokia | Médéa | El Azizia | Fraction Chaanine | Huawei | 36.2903 | 3.5101 | 200 |  | Existing need expand LTE900M | MBTS_A26X056 | 1 | 36.2908 | 3.4942 |  | Need to add RRU & UBBP |  |  |  | 36 |  |  | Existing site MBTS_A26X056 covers this village after LTE900M expansion. 1 site->1 villages(1642) | 100 |  |  | 1424
Lot n°08_0128 | Lot n°08 | Lot N° 8 ( 19Localités) | HUAWEI | Huawei | Chlef | Harchoun | El Abadel | Huawei | 36.1329 | 1.5303 | 944 |  | Existing need expand LTE900M | MBTS_O02X002 | 1 | 36.1366 | 1.5124 |  | Need to add RRU & UBBP |  |  |  | 16 |  |  | Existing site MBTS_O02X002 covers this village after LTE900M expansion. 1 site->1 villages(0128) | 105 |  |  | 1662
Lot n°150_2625 | Lot N°150 | Lot N°150 (18 Localités) | HUAWEI | Huawei | Aïn Defla | BATHIA | Sidi Amhamed El Hadj | Huawei | 35.9047 | 1.8542 | 138 |  | Existing need expand LTE900M | MBTS_A44X081 | 3 | 35.9171 | 1.8357 |  | Need to add RRU & Antenna |  |  |  | 37.3 |  |  | Existing site MBTS_A44X081 covers this village after LTE900M expansion. 1 site->3 villages(2625/2626/2627) | 120 |  |  | 2162
Lot n°150_2626 | Lot N°150 | Lot N°150 (18 Localités) | HUAWEI | Huawei | Aïn Defla | BATHIA | EL BATHA | Huawei | 35.9033 | 1.8336 | 156 |  | Add new sector to cover | MBTS_A44X081 | 3 | 35.9171 | 1.8357 |  | Need to add RRU & Antenna |  |  |  | 37.3 |  |  | Existing site MBTS_A44X081 covers this village after LTE900M expansion. 1 site->3 villages(2625/2626/2627) | 121 |  |  | 1543
Lot n°161_2825 | Lot N°161 | Lot N°161 (18 Localités) | HUAWEI | Huawei | Relizane | Aïn Rahma | Senainia | Huawei | 35.6485 | 0.39342 | 594 |  | Existing need expand LTE900M | MBTS_O48X043 | 1 | 35.659 | 0.37572 |  | Need to add RRU & UBBP |  |  |  | 37 |  |  | Existing site MBTS_O48X043 covers this village after LTE900M expansion. 1 site->2 villages(2823/2825) | 160 |  |  | 1979
Lot n°07_0118 | Lot n°07 | Lot N° 7 (19 Localités) | HUAWEI | Huawei | Chlef | El Hadjadj | El Mekaniyet | Huawei | 36.0095 | 1.3685 | 450 |  | Add new sector to cover | MBTS_O02X116 | 1 | 36.0144 | 1.3747 |  | Need to add RRU & Antenna & UBBP |  |  |  | 17.4 |  |  | Existing site MBTS_O02X116 covers this village after LTE900M expansion. 1 site->1 villages(0118) | 171 |  |  | 773
Lot n°161_2823 | Lot N°161 | Lot N°161 (18 Localités) | HUAWEI | Huawei | Relizane | Aïn Rahma | Hemadchia | Huawei | 35.665 | 0.34983 | 465 |  | Existing need expand LTE900M | MBTS_O48X064 | 2 | 35.6771 | 0.3428 |  | Need to add RRU & Antenna |  |  |  | 22 |  |  | Existing site MBTS_O48X064 covers this village. 1 site->2 villages(2823/2824) | 180 |  |  | 1491
Lot n°161_2824 | Lot N°161 | Lot N°161 (18 Localités) | HUAWEI | Huawei | Relizane | Aïn Rahma | Meghana | Huawei | 35.6756 | 0.34989 | 325 |  | Add new sector to cover | MBTS_O48X064 | 2 | 35.6771 | 0.3428 |  | Need to add RRU & Antenna |  |  |  | 22 |  |  | Existing site MBTS_O48X064 covers this village. 1 site->2 villages(2823/2824) | 181 |  |  | 662
Lot n°08_0132 | Lot n°08 | Lot N° 8 ( 19Localités) | HUAWEI | Huawei | Chlef | Herenfa | El Merabtine | Huawei | 36.2358 | 1.0396 | 252 |  | Existing need expand LTE900M | MBTS_O02X033 | 1 | 36.2473 | 1.0449 |  | Need to add RRU |  |  |  | 15.5 |  |  | Existing site MBTS_O02X033 covers this village after LTE900M expansion. 1 site->1 villages(0132) | 190 |  |  | 1363
Lot n°150_2632 | Lot N°150 | Lot N°150 (18 Localités) | HUAWEI | Huawei | Aïn Defla | Bourached | El Bnaidjia | Huawei | 36.1432 | 1.8828 | 208 |  | Add new sector to cover | MBTS_A44SU208 | 2 | 36.1586 | 1.8791 |  | Need to add RRU & Antenna & UBBP |  |  |  | 19 |  |  | Existing site MBTS_A44SU208 covers this village after LTE900M expansion. 1 site->2 villages(2631/2632) | 221 |  |  | 1742
Lot n°89_1583 | Lot N°89 | Lot N°89(14localités) | HUAWEI | Nokia | Guelma | Hammam Debagh | Fedj EL Rrih | Djezzy | 36.4457 | 7.2504 | 588 |  | Existing need expand LTE900M | MBTS_C24X154 | 2 | 36.4531 | 7.2682 |  | Need to add RRU |  |  |  | 27 |  |  | Existing site MBTS_C24X154 covers this village after LTE900M expansion. 1 site->2 villages(1583/1584) | 250 |  |  | 1799
Lot n°06_0100 | Lot n°06 | Lot N° 6 (20 Localités) | HUAWEI | Huawei | Chlef | Oum Drou | Ouled Mghazi | Huawei | 36.2135 | 1.3974 | 1035 |  | Existing need expand LTE900M | MBTS_O02X358 | 1 | 36.2236 | 1.4119 |  | Need to add RRU & Antenna |  |  |  | 16 |  |  | Existing site MBTS_O02X358 covers this village after LTE900M expansion. 1 site->1 villages(0100) | 280 |  |  | 1722
Lot n°06_0105 | Lot n°06 | Lot N° 6 (20 Localités) | HUAWEI | Huawei | Chlef | Sendjas | Ouled Si Ahmed | Huawei | 36.0709 | 1.3795 | 1284 |  | Existing need expand LTE900M | MBTS_O02X277 | 1 | 36.0687 | 1.3954 |  | Need to add RRU & UBBP |  |  |  | 19 |  |  | Existing site MBTS_O02X277 covers this village after LTE900M expansion. 1 site->1 villages(0105) | 280 |  |  | 1449
Lot n°150_2623 | Lot N°150 | Lot N°150 (18 Localités) | HUAWEI | Huawei | Aïn Defla | Barbouche | EL Souaidia | Huawei | 36.111 | 2.4729 | 65 |  | Existing | MBTS_A44X083 | 1 | 36.1046 | 2.4799 | [5 empty] | 27 |  |  | Existing site MBTS_A44X083 covers this village. 1 site->1 villages(2623) | 290 |  |  | 948
Lot n°161_2827 | Lot N°161 | Lot N°161 (18 Localités) | HUAWEI | Huawei | Relizane | Ammi Moussa | Saouda | Huawei | 35.8607 | 1.0996 | 537 |  | Existing need expand LTE900M | MBTS_O48X222 | 1 | 35.8607 | 1.101 |  | Need to add RRU |  |  |  | 22 |  |  | Existing site MBTS_O48X222 covers this village after LTE900M expansion. 1 site->1 villages(2827) | 290 |  |  | 125
Lot n°98_1735 | Lot N°98 | Lot N°98(17localités) | HUAWEI | Huawei | Mostaganem | Sidi Ali | Kechakcha | Huawei | 36.0826 | 0.44673 | 546 |  | Existing need expand LTE900M | MBTS_O27X120 | 1 | 36.088 | 0.47222 |  | Need to add RRU & UBBP |  |  |  | 37 |  |  | Existing site MBTS_O27X120 covers this village after LTE900M expansion. 1 site->1 villages(1735) | 290 |  |  | 2368
Lot n°150_2633 | Lot N°150 | Lot N°150 (18 Localités) | HUAWEI | Huawei | Aïn Defla | Bourached | El Kouada | Huawei | 36.1595 | 1.9497 | 125 |  | Add new sector to cover | MBTS_A44X245 | 1 | 36.1647 | 1.9658 |  | Need to add RRU & Antenna & UBBP |  |  |  | 16 |  |  | Existing site MBTS_A44X245 covers this village after LTE900M expansion. 1 site->1 villages(2633) | 301 |  |  | 1554
Lot n°07_0114 | Lot n°07 | Lot N° 7 (19 Localités) | HUAWEI | Huawei | Chlef | El Hadjadj | El Aouayesse | Huawei | 35.9686 | 1.3733 | 290 |  | Add new sector to cover | MBTS_O02X095 | 1 | 35.9587 | 1.3667 |  | Need to add RRU & Antenna |  |  |  | 57 |  |  | Existing site MBTS_O02X095 covers this village after LTE900M expansion. 1 site->1 villages(0114) | 311 |  |  | 1253
Lot n°07_0124 | Lot n°07 | Lot N° 7 (19 Localités) | HUAWEI | Huawei | Chlef | El Karimia | Berakna | Huawei | 36.1027 | 1.5888 | 729 |  | Existing need expand LTE900M | MBTS_O02X093 | 1 | 36.0854 | 1.595 |  | Need to add RRU & UBBP |  |  |  | 57 |  |  | Existing site MBTS_O02X093 covers this village after LTE900M expansion. 1 site->1 villages(0124) | 320 |  |  | 2009
Lot n°06_0088 | Lot n°06 | Lot N° 6 (20 Localités) | HUAWEI | Huawei | Chlef | Ouled Benabdelkader | Serradj | Huawei | 36.0489 | 1.2736 | 605 |  | Existing need expand LTE900M | MBTS_O02X300 | 2 | 36.0395 | 1.2725 |  | Need to add RRU & UBBP |  |  |  | 23 |  |  | Existing site MBTS_O02X300 covers this village after LTE900M expansion. 1 site->2 villages(0089/0088) | 330 |  |  | 1052
Lot n°06_0089 | Lot n°06 | Lot N° 6 (20 Localités) | HUAWEI | Huawei | Chlef | Ouled Benabdelkader | El Chwakria | Huawei | 36.0495 | 1.2606 | 517 |  | Existing need expand LTE900M | MBTS_O02X300 | 2 | 36.0395 | 1.2725 |  | Need to add RRU & UBBP |  |  |  | 23 |  |  | Existing site MBTS_O02X300 covers this village after LTE900M expansion. 1 site->2 villages(0089/0088) | 330 |  |  | 1540
Lot n°150_2627 | Lot N°150 | Lot N°150 (18 Localités) | HUAWEI | Huawei | Aïn Defla | BATHIA | BOUKAID | Huawei | 35.9264 | 1.8261 | 68 |  | Existing need expand LTE900M | MBTS_A44X081 | 3 | 35.9171 | 1.8357 |  | Need to add RRU & Antenna |  |  |  | 37.3 |  |  | Existing site MBTS_A44X081 covers this village after LTE900M expansion. 1 site->3 villages(2625/2626/2627) | 330 |  |  | 1343
Lot n°08_0127 | Lot n°08 | Lot N° 8 ( 19Localités) | HUAWEI | Huawei | Chlef | Chlef | Elazaize 2 | Huawei | 36.2181 | 1.3035 | 750 |  | Existing need expand LTE900M | MBTS_O02X084 | 1 | 36.2058 | 1.3194 |  | Need to add RRU & UBBP |  |  |  | 23 |  |  | Existing site MBTS_O02X084 covers this village after LTE900M expansion. 1 site->1 villages(0127) | 340 |  |  | 1973
Lot n°160_2814 | Lot N°160 | Lot N°160 (19 Localités) | HUAWEI | Huawei | Relizane | Sidi Khettab | Sidi Bouzid | Huawei | 35.9496 | 0.45155 | 192 |  | Existing | MBTS_O48X308 | 1 | 35.9428 | 0.44313 | [5 empty] | 37 |  |  | Existing site MBTS_O48X308 covers this village. 1 site->1 villages(2814) | 80 |  |  | 1075
Lot n°161_2835 | Lot N°161 | Lot N°161 (18 Localités) | HUAWEI | Huawei | Relizane | Belaassel Bouzegza | Heddara | Huawei | 35.8361 | 0.48944 | 950 |  | Existing | MBTS_O48X036 | 1 | 35.8405 | 0.5031 | [5 empty] | 30 |  |  | Existing site MBTS_O48X036 covers this village. 1 site->1 villages(2835) | 280 |  |  | 1324
Lot n°161_2836 | Lot N°161 | Lot N°161 (18 Localités) | HUAWEI | Huawei | Relizane | Belaassel Bouzegza | Douar Ben Dida | Huawei | 35.7847 | 0.42167 | 161 |  | Existing | MBTS_O48X208 | 2 | 35.7907 | 0.41339 | [5 empty] | 33 |  |  | Existing site MBTS_O48X208 covers this village. 1 site->2 villages(2834/2836) | 90 |  |  | 998
Lot n°77_1362 | Lot N°77 | Lot N°77(20localités) | HUAWEI | Nokia | Sétif | Maaouia | Khlalfa | Djezzy | 36.3619 | 5.6857 | 91 |  | Existing | MBTS_C19X138 | 1 | 36.3796 | 5.7 | [5 empty] | 37 |  |  | Existing site MBTS_C19X138 covers this village. 1 site->1 villages(1362) | 190 |  |  | 2352
Lot n°89_1584 | Lot N°89 | Lot N°89(14localités) | HUAWEI | Nokia | Guelma | Hammam Debagh | Cité Maalalla Foudil | Djezzy | 36.4461 | 7.2716 | 556 |  | Existing | MBTS_C24X154 | 2 | 36.4531 | 7.2682 | [5 empty] | 27 |  |  | Existing site MBTS_C24X154 covers this village. 1 site->2 villages(1583/1584) | 160 |  |  | 838
Lot n°93_1650 | Lot N°93 | Lot N°93(19 Localités) | HUAWEI | Nokia | Médéa | El Hamdania | Fraction Sidi Ali | Huawei | 36.3081 | 2.793 | 900 |  | Existing | MBTS_A26X268 | 1 | 36.3102 | 2.7961 | [5 empty] | 26 |  |  | Existing site MBTS_A26X268 covers this village. 1 site->1 villages(1650) | 250 |  |  | 370
Lot n°06_0086 | Lot n°06 | Lot N° 6 (20 Localités) | HUAWEI | Huawei | Chlef | Ouled Benabdelkader | El Awachria | Huawei | 36.0124 | 1.2901 | 350 |  | New | yh_0086_rf | 1 | 36.0138 | 1.2907 | RuralLink |  | RuralLink 900M_O2@GSM_S111@LTE | Directional (A704515S0v06) | 12 | 16 | RT | YES | 1 site->1 villages(0086) | 30.6 | 150.6 | 270.6 | 158
Lot n°06_0087 | Lot n°06 | Lot N° 6 (20 Localités) | HUAWEI | Huawei | Chlef | Ouled Benabdelkader | Bocaa Elkhoddam | Huawei | 36.0325 | 1.3049 | 508 |  | New | yh_0087_rf | 1 | 36.0365 | 1.3087 | RuralLink |  | RuralLink 900M_O2@GSM_S111@LTE | Directional (A704515S0v06) | 12 | 16 | RT | YES | 1 site->1 villages(0087) | 57.5 | 177.5 | 297.5 | 564
Lot n°06_0090 | Lot n°06 | Lot N° 6 (20 Localités) | HUAWEI | Huawei | Chlef | Ouled Benabdelkader | El Adjayel | Huawei | 35.9905 | 1.298 | 317 |  | New | yh_0111_0090_rf | 2 | 36.0006 | 1.313 | Macro 900 3 sectors |  | 900M_S222@GSM_S111@LTE | Directional (A704516R0v06) | 15 | 19 | RT | YES | 1 site->2 villages(0090/0111) | 11.4 | 131.4 | 251.4 | 1757
Lot n°06_0091 | Lot n°06 | Lot N° 6 (20 Localités) | HUAWEI | Huawei | Chlef | Ouled Benabdelkader | El Brahmia | Huawei | 35.9869 | 1.3169 | 184 |  | New | yh_0015_0091_0110_rf | 2 | 35.9849 | 1.3311 | Macro 900 3 sectors |  | 900M_S222@GSM_S111@LTE | Directional (A704516R0v06) | 18 | 22 | RT | YES | 1 site->2 villages(0091/0110) | 15.5 | 111 | 280 | 1298
Lot n°06_0092 | Lot n°06 | Lot N° 6 (20 Localités) | HUAWEI | Huawei | Chlef | Ouled Benabdelkader | El Mhamdia | Huawei | 35.9513 | 1.3936 | 195 |  | New | SiteT0002 | 1 | 35.9491 | 1.3978 | RuralStar |  | RuralStar 900M_O2@GSM_O1@LTE | OMNI( A70VP1100v06) | 30 | 28 | GF | YES | 1 site->1 villages(0092) | 0 |  |  | 449
Lot n°06_0093 | Lot n°06 | Lot N° 6 (20 Localités) | HUAWEI | Huawei | Chlef | Ouled Benabdelkader | Houwara | Huawei | 35.9406 | 1.3289 | 84 |  | New | SiteT0044 | 1 | 35.9392 | 1.3322 | RuralStar |  | RuralStar 900M_O2@GSM_O1@LTE | OMNI( A70VP1100v06) | 12 | 16 | RT | YES | 1 site->1 villages(0093) | 0 |  |  | 341
Lot n°06_0095 | Lot n°06 | Lot N° 6 (20 Localités) | HUAWEI | Huawei | Chlef | Ouled Farès | Elhegaf | Huawei | 36.2985 | 1.1849 | 480 |  | New | SiteT0046 | 2 | 36.3055 | 1.1916 | Macro 900 3 sectors |  | 900M_S222@GSM_S111@LTE | Directional (A704516R0v06) | 12 | 16 | RT | YES | 1 site->2 villages(0095/0156) | 351.6 | 111.6 | 231.6 | 982
Lot n°06_0096 | Lot n°06 | Lot N° 6 (20 Localités) | HUAWEI | Huawei | Chlef | Ouled Farès | El Saidiya | Huawei | 36.1861 | 1.1823 | 1900 |  | New | ql22 | 1 | 36.186 | 1.1819 | Macro 2100 3 sectors |  | 2100M_S111@UMTS_S111@LTE | Directional (A264518R0v06) | 12 | 16 | RT | YES | 1 site->1 villages(0096) | 338.4 | 80.3 | 284.9 | 38
Lot n°06_0097 | Lot n°06 | Lot N° 6 (20 Localités) | HUAWEI | Huawei | Chlef | Ouled Farès | Eldjoualil | Huawei | 36.2258 | 1.1397 | 400 |  | New | SiteT0047 | 1 | 36.2261 | 1.1398 | RuralLink |  | RuralLink 900M_O2@GSM_S111@LTE | Directional (A704515S0v06) | 12 | 16 | RT | YES | 1 site->1 villages(0097) | 77.8 | 197.8 | 317.8 | 39
Lot n°06_0098 | Lot n°06 | Lot N° 6 (20 Localités) | HUAWEI | Huawei | Chlef | Ouled Farès | Ouled Ben Arbiya | Huawei | 36.2952 | 1.2794 | 662 |  | New | SiteT0048 | 1 | 36.299 | 1.2858 | Macro 900 3 sectors |  | 900M_S222@GSM_S111@LTE | Directional (A704516R0v06) | 12 | 16 | RT | YES | 1 site->1 villages(0098) | 314.2 | 35.9 | 226.4 | 714
Lot n°06_0099 | Lot n°06 | Lot N° 6 (20 Localités) | HUAWEI | Huawei | Chlef | Ouled Farès | Ouled Elhadj Kadour | Huawei | 36.2479 | 1.2815 | 706 |  | New | yh_0099_rf | 1 | 36.2481 | 1.2852 | Macro 900 3 sectors |  | 900M_S222@GSM_S111@LTE | Directional (A704516R0v06) | 6 | 10 | RT | YES | 1 site->1 villages(0099) | 235.4 | 124.2 | 188.9 | 329
Lot n°06_0101 | Lot n°06 | Lot N° 6 (20 Localités) | HUAWEI | Huawei | Chlef | Oum Drou | El Mnasria | Huawei | 36.1707 | 1.446 | 1305 |  | New | ql34 | 1 | 36.1712 | 1.4456 | Macro 2100 3 sectors |  | 2100M_S111@UMTS_S111@LTE | Directional (A264518R0v06) | 12 | 16 | RT | YES | 1 site->1 villages(0101) | 327.5 | 97 | 260.1 | 72
Lot n°06_0102 | Lot n°06 | Lot N° 6 (20 Localités) | HUAWEI | Huawei | Chlef | Oum Drou | Ouled Ben Youcef | Huawei | 36.2382 | 1.4578 | 470 |  | New | ql05 | 1 | 36.2402 | 1.4565 | RuralLink |  | RuralLink 900M_O2@GSM_S111@LTE | Directional (A704515S0v06) | 12 | 16 | RT | YES | 1 site->1 villages(0102) | 42.7 | 162.7 | 282.7 | 242
Lot n°06_0104 | Lot n°06 | Lot N° 6 (20 Localités) | HUAWEI | Huawei | Chlef | Sendjas | Elnehala | Huawei | 36.0811 | 1.2889 | 253 |  | New | SiteT0034 | 1 | 36.0801 | 1.2954 | RuralLink |  | RuralLink 900M_O2@GSM_S111@LTE | Directional (A704515S0v06) | 30 | 28 | GF | YES | 1 site->1 villages(0104) | 14.5 | 134.5 | 254.5 | 598
Lot n°07_0106 | Lot n°07 | Lot N° 7 (19 Localités) | HUAWEI | Huawei | Chlef | Dahra | Soufi | Huawei | 36.3194 | 0.81831 | 211 |  | New | SiteT0011 | 1 | 36.3194 | 0.81782 | RuralStar |  | RuralStar 900M_O2@GSM_O1@LTE | OMNI( A70VP1100v06) | 12 | 16 | RT | YES | 1 site->1 villages(0106) | 0 |  |  | 44
Lot n°07_0107 | Lot n°07 | Lot N° 7 (19 Localités) | HUAWEI | Huawei | Chlef | Dahra | El Karia | Huawei | 36.2389 | 0.70306 | 559 |  | New | SiteT0008 | 1 | 36.2395 | 0.69647 | RuralLink |  | RuralLink 900M_O2@GSM_S111@LTE | Directional (A704515S0v06) | 12 | 16 | RT | YES | 1 site->1 villages(0107) | 68.6 | 188.6 | 308.6 | 594
Lot n°07_0108 | Lot n°07 | Lot N° 7 (19 Localités) | HUAWEI | Huawei | Chlef | Dahra | Ouled El Chikh | Huawei | 36.2617 | 0.73722 | 993 |  | New | SiteT0007 | 1 | 36.26 | 0.74212 | Macro 2100 3 sectors |  | 2100M_S111@UMTS_S111@LTE | Directional (A264518R0v06) | 12 | 16 | RT | YES | 1 site->1 villages(0108) | 17.6 | 109.8 | 263.6 | 476
Lot n°07_0109 | Lot n°07 | Lot N° 7 (19 Localités) | HUAWEI | Huawei | Chlef | El Hadjadj | El Boualia | Huawei | 35.9942 | 1.4508 | 300 |  | New | yh_0109_rf | 1 | 36.0024 | 1.4506 | RuralLink |  | RuralLink 900M_O2@GSM_S111@LTE | Directional (A704515S0v06) | 12 | 16 | RT | YES | 1 site->1 villages(0109) | 58.4 | 178.4 | 298.4 | 917
Lot n°07_0110 | Lot n°07 | Lot N° 7 (19 Localités) | HUAWEI | Huawei | Chlef | El Hadjadj | El Chouaref | Huawei | 35.9822 | 1.3396 | 355 |  | New | yh_0015_0091_0110_rf | 2 | 35.9849 | 1.3311 | Macro 900 3 sectors |  | 900M_S222@GSM_S111@LTE | Directional (A704516R0v06) | 18 | 22 | RT | YES | 1 site->2 villages(0091/0110) | 15.5 | 111 | 280 | 825
Lot n°07_0111 | Lot n°07 | Lot N° 7 (19 Localités) | HUAWEI | Huawei | Chlef | El Hadjadj | El Brahmia | Huawei | 35.9998 | 1.3102 | 794 |  | New | yh_0111_0090_rf | 2 | 36.0006 | 1.313 | Macro 900 3 sectors |  | 900M_S222@GSM_S111@LTE | Directional (A704516R0v06) | 15 | 19 | RT | YES | 1 site->2 villages(0090/0111) | 11.4 | 131.4 | 251.4 | 261
Lot n°07_0112 | Lot n°07 | Lot N° 7 (19 Localités) | HUAWEI | Huawei | Chlef | El Hadjadj | Ouled Yahya | Huawei | 35.9961 | 1.3317 | 910 |  | New | yh_0112_rf | 1 | 35.9952 | 1.3371 | Macro 2100 3 sectors |  | 2100M_S111@UMTS_S111@LTE | Directional (A264518R0v06) | 12 | 16 | RT | YES | 1 site->1 villages(0112) | 195.9 | 242 | 301.2 | 495
Lot n°07_0113 | Lot n°07 | Lot N° 7 (19 Localités) | HUAWEI | Huawei | Chlef | El Hadjadj | Ouled Boukhteche | Huawei | 36.0118 | 1.3412 | 207 |  | New | yh_0113_rf | 1 | 36.0087 | 1.3362 | RuralStar |  | RuralStar 900M_O2@GSM_O1@LTE | OMNI( A70VP1100v06) | 6 | 10 | RT | YES | 1 site->1 villages(0113) | 0 |  |  | 565
Lot n°07_0115 | Lot n°07 | Lot N° 7 (19 Localités) | HUAWEI | Huawei | Chlef | El Hadjadj | El Cheragha | Huawei | 35.9869 | 1.3148 | 310 |  | New | SiteT0001 | 1 | 35.9847 | 1.3103 | RuralLink |  | RuralLink 900M_O2@GSM_S111@LTE | Directional (A704515S0v06) | 12 | 16 | RT | YES | 1 site->1 villages(0115) | 86 | 206 | 326 | 474
Lot n°07_0116 | Lot n°07 | Lot N° 7 (19 Localités) | HUAWEI | Huawei | Chlef | El Hadjadj | El Dhamnia | Huawei | 35.9983 | 1.4159 | 320 |  | New | yh_0116_rf | 1 | 36.0032 | 1.4201 | RuralLink |  | RuralLink 900M_O2@GSM_S111@LTE | Directional (A704515S0v06) | 12 | 16 | RT | YES | 1 site->1 villages(0116) | 19.3 | 139.3 | 259.3 | 662
Lot n°07_0117 | Lot n°07 | Lot N° 7 (19 Localités) | HUAWEI | Huawei | Chlef | El Hadjadj | El Hematcha | Huawei | 36.0176 | 1.3544 | 436 |  | New | yh_0117_0120_rf | 2 | 36.0125 | 1.3607 | Macro 900 3 sectors |  | 900M_S222@GSM_S111@LTE | Directional (A704516R0v06) | 9 | 13 | RT | YES | 1 site->2 villages(0117/0120) | 315 | 76.9 | 198.7 | 794
Lot n°07_0119 | Lot n°07 | Lot N° 7 (19 Localités) | HUAWEI | Huawei | Chlef | El Hadjadj | El Abayeche | Huawei | 36.0493 | 1.3371 | 256 |  | New | SiteT0055 | 1 | 36.0523 | 1.3461 | RuralLink |  | RuralLink 900M_O2@GSM_S111@LTE | Directional (A704515S0v06) | 12 | 16 | RT | YES | 1 site->1 villages(0119) | 36 | 156 | 276 | 875
Lot n°07_0120 | Lot n°07 | Lot N° 7 (19 Localités) | HUAWEI | Huawei | Chlef | El Hadjadj | Hay 150 Logements | Huawei | 36.012 | 1.3605 | 580 |  | New | yh_0117_0120_rf | 2 | 36.0125 | 1.3607 | Macro 900 3 sectors |  | 900M_S222@GSM_S111@LTE | Directional (A704516R0v06) | 9 | 13 | RT | YES | 1 site->2 villages(0117/0120) | 315 | 76.9 | 198.7 | 61
Lot n°07_0121 | Lot n°07 | Lot N° 7 (19 Localités) | HUAWEI | Huawei | Chlef | El Karimia | Elhedado | Huawei | 36.054 | 1.537 | 270 |  | New | SiteT0056 | 1 | 36.0617 | 1.5399 | RuralLink |  | RuralLink 900M_O2@GSM_S111@LTE | Directional (A704515S0v06) | 12 | 16 | RT | YES | 1 site->1 villages(0121) | 89.6 | 209.6 | 329.6 | 890
Lot n°07_0122 | Lot n°07 | Lot N° 7 (19 Localités) | HUAWEI | Huawei | Chlef | El Karimia | El Berrarcha | Huawei | 36.1363 | 1.5729 | 833 |  | New | CORR_0122_900_RF | 1 | 36.1415 | 1.5756 | Macro 2100 3 sectors |  | 2100M_S111@UMTS_S111@LTE | Directional (A264518R0v06) | 12 | 16 | RT | YES | 1 site->1 villages(0122) | 102.5 | 245.1 | 339.1 | 624
Lot n°08_0125 | Lot n°08 | Lot N° 8 ( 19Localités) | HUAWEI | Huawei | Chlef | Abou El Hassan | Tafraout | Huawei | 36.444 | 1.1763 | 821 |  | New | SiteT0058 | 2 | 36.444 | 1.1762 | Macro 900 3 sectors |  | 900M_S222@GSM_S111@LTE | Directional (A704516R0v06) | 12 | 16 | RT | YES | 1 site->2 villages(0125/0126) | 337.8 | 124.2 | 191.3 | 11
Lot n°08_0126 | Lot n°08 | Lot N° 8 ( 19Localités) | HUAWEI | Huawei | Chlef | Abou El Hassan | El Bsailya | Huawei | 36.4414 | 1.1755 | 421 |  | New | SiteT0058 | 2 | 36.444 | 1.1762 | Macro 900 3 sectors |  | 900M_S222@GSM_S111@LTE | Directional (A704516R0v06) | 12 | 16 | RT | YES | 1 site->2 villages(0125/0126) | 337.8 | 124.2 | 191.3 | 292
Lot n°08_0129 | Lot n°08 | Lot N° 8 ( 19Localités) | HUAWEI | Huawei | Chlef | Harchoun | El Kouadjil | Huawei | 36.0924 | 1.4579 | 350 |  | New | SiteT0060 | 1 | 36.0888 | 1.4489 | RuralLink |  | RuralLink 900M_O2@GSM_S111@LTE | Directional (A704515S0v06) | 30 | 28 | GF | YES | 1 site->1 villages(0129) | 51.6 | 171.6 | 291.6 | 903
Lot n°08_0130 | Lot n°08 | Lot N° 8 ( 19Localités) | HUAWEI | Huawei | Chlef | Harchoun | El Khodhr | Huawei | 36.0856 | 1.5086 | 300 |  | New | SiteT0061 | 1 | 36.0857 | 1.5078 | RuralLink |  | RuralLink 900M_O2@GSM_S111@LTE | Directional (A704515S0v06) | 12 | 16 | RT | YES | 1 site->1 villages(0130) | 34.8 | 154.8 | 274.8 | 75
Lot n°08_0131 | Lot n°08 | Lot N° 8 ( 19Localités) | HUAWEI | Huawei | Chlef | Herenfa | Ouled Miloudi | Huawei | 36.2255 | 1.0343 | 159 |  | New | SiteT0062 | 2 | 36.2202 | 1.0345 | Macro 900 3 sectors |  | 900M_S222@GSM_S111@LTE | Directional (A704516R0v06) | 12 | 16 | RT | YES | 1 site->2 villages(0131/0133) | 358.7 | 118.7 | 238.7 | 592
Lot n°08_0133 | Lot n°08 | Lot N° 8 ( 19Localités) | HUAWEI | Huawei | Chlef | Herenfa | Elatamnia02 | Huawei | 36.2318 | 1.0279 | 159 |  | New | SiteT0062 | 2 | 36.2202 | 1.0345 | Macro 900 3 sectors |  | 900M_S222@GSM_S111@LTE | Directional (A704516R0v06) | 12 | 16 | RT | YES | 1 site->2 villages(0131/0133) | 358.7 | 118.7 | 238.7 | 1422
Lot n°08_0134 | Lot n°08 | Lot N° 8 ( 19Localités) | HUAWEI | Huawei | Chlef | Herenfa | Ain Hamna | Huawei | 36.2634 | 1.0309 | 346 |  | New | SiteT0009 | 1 | 36.2634 | 1.031 | RuralLink |  | RuralLink 900M_O2@GSM_S111@LTE | Directional (A704515S0v06) | 12 | 16 | RT | YES | 1 site->1 villages(0134) | 26.3 | 146.3 | 266.3 | 10
Lot n°08_0135 | Lot n°08 | Lot N° 8 ( 19Localités) | HUAWEI | Huawei | Chlef | Herenfa | Ouled Elhadje | Huawei | 36.2642 | 1.0765 | 329 |  | New | SiteT0063 | 1 | 36.2642 | 1.0769 | RuralLink |  | RuralLink 900M_O2@GSM_S111@LTE | Directional (A704515S0v06) | 12 | 16 | RT | YES | 1 site->1 villages(0135) | 1.9 | 121.9 | 241.9 | 36
Lot n°08_0136 | Lot n°08 | Lot N° 8 ( 19Localités) | HUAWEI | Huawei | Chlef | Herenfa | Elayaida | Huawei | 36.2129 | 1.0635 | 253 |  | New | SiteT0064 | 1 | 36.2135 | 1.0647 | RuralLink |  | RuralLink 900M_O2@GSM_S111@LTE | Directional (A704515S0v06) | 12 | 16 | RT | YES | 1 site->1 villages(0136) | 119 | 239 | 359 | 124
Lot n°08_0137 | Lot n°08 | Lot N° 8 ( 19Localités) | HUAWEI | Huawei | Chlef | Labiod Medjadja | Azouzen | Huawei | 36.2792 | 1.46 | 1322 |  | New | yh_0137_0138_rf | 2 | 36.2789 | 1.4583 | Macro 900 3 sectors |  | 900M_S222@GSM_S111@LTE | Directional (A704516R0v06) | 30 | 28 | GF | YES | 1 site->2 villages(0137/0138) | 79.9 | 242.1 | 341 | 149
Lot n°08_0138 | Lot n°08 | Lot N° 8 ( 19Localités) | HUAWEI | Huawei | Chlef | Labiod Medjadja | Ouled Bouzaght | Huawei | 36.2734 | 1.4454 | 643 |  | New | yh_0137_0138_rf | 2 | 36.2789 | 1.4583 | Macro 900 3 sectors |  | 900M_S222@GSM_S111@LTE | Directional (A704516R0v06) | 30 | 28 | GF | YES | 1 site->2 villages(0137/0138) | 79.9 | 242.1 | 341 | 1310
Lot n°08_0139 | Lot n°08 | Lot N° 8 ( 19Localités) | HUAWEI | Huawei | Chlef | Labiod Medjadja | Ahl Chaoui | Huawei | 36.2761 | 1.4264 | 918 |  | New | yh_0139_rf | 1 | 36.2773 | 1.4322 | Macro 2100 3 sectors |  | 2100M_S111@UMTS_S111@LTE | Directional (A264518R0v06) | 12 | 16 | RT | YES | 1 site->1 villages(0139) | 142.2 | 212.7 | 276.8 | 538
Lot n°08_0140 | Lot n°08 | Lot N° 8 ( 19Localités) | HUAWEI | Huawei | Chlef | Labiod Medjadja | El Modon | Huawei | 36.2662 | 1.362 | 300 |  | New | SiteT0066 | 1 | 36.2706 | 1.3704 | RuralLink |  | RuralLink 900M_O2@GSM_S111@LTE | Directional (A704515S0v06) | 12 | 16 | RT | YES | 1 site->1 villages(0140) | 1 | 121 | 241 | 888
Lot n°08_0141 | Lot n°08 | Lot N° 8 ( 19Localités) | HUAWEI | Huawei | Chlef | Labiod Medjadja | Ouled Ben Chebra | Huawei | 36.2363 | 1.3622 | 900 |  | New | ql28 | 1 | 36.2364 | 1.3621 | Macro 2100 3 sectors |  | 2100M_S111@UMTS_S111@LTE | Directional (A264518R0v06) | 12 | 16 | RT | YES | 1 site->1 villages(0141) | 64.7 | 169 | 288.1 | 24
Lot n°08_0142 | Lot n°08 | Lot N° 8 ( 19Localités) | HUAWEI | Huawei | Chlef | Oued Goussine | Khettar | Huawei | 36.4771 | 1.4794 | 500 |  | New | ly08_0142 | 2 | 36.4709 | 1.4852 | Macro 900 3 sectors |  | 900M_S222@GSM_S111@LTE | Directional (A704516R0v06) | 12 | 16 | RT | YES | 1 site->2 villages(0043/0142) | 103 | 212.9 | 322.7 | 863
Lot n°08_0143 | Lot n°08 | Lot N° 8 ( 19Localités) | HUAWEI | Huawei | Chlef | Oued Goussine | El Doumia | Huawei | 36.5252 | 1.5129 | 440 |  | New | SiteT0068 | 1 | 36.5254 | 1.5133 | RuralLink |  | RuralLink 900M_O2@GSM_S111@LTE | Directional (A704515S0v06) | 30 | 28 | GF | YES | 1 site->1 villages(0143) | 7.6 | 127.6 | 247.6 | 38
Lot n°116_2026 | Lot N°116 | Lot N°116(20localités) | HUAWEI | Nokia | Bordj Bou Arréridj | El Maïn | Ouled Hala | Djezzy | 36.3588 | 4.7772 | 205 |  | New | SiteTB0046 | 1 | 36.3567 | 4.774 | RuralStar |  | RuralStar 900M_O2@GSM_O1@LTE | OMNI( A70VP1100v06) | 12 | 16 | RT | YES | 1 site->1 villages(2026) | 0 |  |  | 368
Lot n°116_2027 | Lot N°116 | Lot N°116(20localités) | HUAWEI | Nokia | Bordj Bou Arréridj | EL M'Hir | Mechetta El Mkatif | Djezzy | 36.1511 | 4.3682 | 600 |  | New | SiteTB0047 | 1 | 36.1515 | 4.3681 | Macro 900 3 sectors |  | 900M_S222@GSM_S111@LTE | Directional (A704516R0v06) | 12 | 16 | RT | YES | 1 site->1 villages(2027) | 34.6 | 177.5 | 114.7 | 41
Lot n°116_2028 | Lot N°116 | Lot N°116(20localités) | HUAWEI | Nokia | Bordj Bou Arréridj | Khelil | Ouled Hamza | Djezzy | 36.2644 | 4.9753 | 750 |  | New | SiteTB0048 | 1 | 36.2663 | 4.9788 | Macro 2100 3 sectors |  | 2100M_S111@UMTS_S111@LTE | Directional (A264518R0v06) | 12 | 16 | RT | YES | 1 site->1 villages(2028) | 268.7 | 172.2 | 218.5 | 373
Lot n°116_2029 | Lot N°116 | Lot N°116(20localités) | HUAWEI | Nokia | Bordj Bou Arréridj | Khelil | El Kherba | Djezzy | 36.228 | 5.014 | 1172 |  | New | SiteTB0049 | 1 | 36.2282 | 5.0105 | Macro 2100 3 sectors |  | 2100M_S111@UMTS_S111@LTE | Directional (A264518R0v06) | 12 | 16 | RT | YES | 1 site->1 villages(2029) | 50.5 | 96.2 | 235.2 | 319
Lot n°116_2030 | Lot N°116 | Lot N°116(20localités) | HUAWEI | Nokia | Bordj Bou Arréridj | Khelil | Ain Elmokh | Djezzy | 36.1972 | 4.9456 | 195 |  | New | SiteTB0050 | 1 | 36.1991 | 4.9513 | RuralStar |  | RuralStar 900M_O2@GSM_O1@LTE | OMNI( A70VP1100v06) | 12 | 16 | RT | YES | 1 site->1 villages(2030) | 0 |  |  | 550
Lot n°116_2031 | Lot N°116 | Lot N°116(20localités) | HUAWEI | Nokia | Bordj Bou Arréridj | Khelil | Lahouissi | Djezzy | 36.1794 | 5.0885 | 203 |  | New | SiteTB0051 | 1 | 36.1811 | 5.0853 | RuralStar |  | RuralStar 900M_O2@GSM_O1@LTE | OMNI( A70VP1100v06) | 12 | 16 | RT | YES | 1 site->1 villages(2031) | 0 |  |  | 341
Lot n°116_2032 | Lot N°116 | Lot N°116(20localités) | HUAWEI | Nokia | Bordj Bou Arréridj | Khelil | Mselmat | Djezzy | 36.2704 | 4.9521 | 230 |  | New | SiteTB0052 | 1 | 36.2725 | 4.95 | RuralStar |  | RuralStar 900M_O2@GSM_O1@LTE | OMNI( A70VP1100v06) | 12 | 16 | RT | YES | 1 site->1 villages(2032) | 0 |  |  | 297
Lot n°116_2033 | Lot N°116 | Lot N°116(20localités) | HUAWEI | Nokia | Bordj Bou Arréridj | Ksour | Belfil | Djezzy | 35.9941 | 4.6154 | 1019 |  | New | SiteTB0053 | 1 | 35.9981 | 4.6181 | Macro 2100 3 sectors |  | 2100M_S111@UMTS_S111@LTE | Directional (A264518R0v06) | 12 | 16 | RT | YES | 1 site->1 villages(2033) | 171.5 | 120 | 217.3 | 505
Lot n°116_2034 | Lot N°116 | Lot N°116(20localités) | HUAWEI | Nokia | Bordj Bou Arréridj | Mansoura | Boukaba | Djezzy | 36.1354 | 4.4059 | 1000 |  | New | SiteTB0054 | 1 | 36.1371 | 4.4146 | Macro 2100 3 sectors |  | 2100M_S111@UMTS_S111@LTE | Directional (A264518R0v06) | 12 | 16 | RT | YES | 1 site->1 villages(2034) | 307.1 | 208.3 | 259.5 | 799
Lot n°116_2035 | Lot N°116 | Lot N°116(20localités) | HUAWEI | Nokia | Bordj Bou Arréridj | Mansoura | Elhamra | Djezzy | 36.0343 | 4.402 | 590 |  | New | SiteTB0055 | 1 | 36.0289 | 4.4065 | RuralLink |  | RuralLink 900M_O2@GSM_S111@LTE | Directional (A704515S0v06) | 12 | 16 | RT | YES | 1 site->1 villages(2035) | 109.5 | 229.5 | 349.5 | 723
Lot n°116_2036 | Lot N°116 | Lot N°116(20localités) | HUAWEI | Nokia | Bordj Bou Arréridj | Mansoura | Lemziraa | Djezzy | 36.0669 | 4.4047 | 300 |  | New | SiteTB0056 | 1 | 36.0607 | 4.4036 | RuralLink |  | RuralLink 900M_O2@GSM_S111@LTE | Directional (A704515S0v06) | 12 | 16 | RT | YES | 1 site->1 villages(2036) | 15.5 | 135.5 | 255.5 | 703
Lot n°116_2037 | Lot N°116 | Lot N°116(20localités) | HUAWEI | Nokia | Bordj Bou Arréridj | Mansoura | Ouled Abbes | Djezzy | 36.0185 | 4.3712 | 670 |  | New | SiteTB0057 | 1 | 36.0103 | 4.3684 | Macro 900 3 sectors |  | 900M_S222@GSM_S111@LTE | Directional (A704516R0v06) | 12 | 16 | RT | YES | 1 site->1 villages(2037) | 335.2 | 29.9 | 182.5 | 952
Lot n°116_2038 | Lot N°116 | Lot N°116(20localités) | HUAWEI | Nokia | Bordj Bou Arréridj | Mansoura | El Zitoun | Djezzy | 36.0056 | 4.3488 | 480 |  | New | SiteTB0058 | 1 | 36.0054 | 4.3468 | RuralLink |  | RuralLink 900M_O2@GSM_S111@LTE | Directional (A704515S0v06) | 12 | 16 | RT | YES | 1 site->1 villages(2038) | 84.6 | 204.6 | 324.6 | 185
Lot n°116_2039 | Lot N°116 | Lot N°116(20localités) | HUAWEI | Nokia | Bordj Bou Arréridj | Mansoura | Laichaoui | Djezzy | 36.0969 | 4.4135 | 1865 |  | New | SiteTB0059 | 1 | 36.0922 | 4.419 | Macro 2100 3 sectors |  | 2100M_S111@UMTS_S111@LTE | Directional (A264518R0v06) | 12 | 16 | RT | YES | 1 site->1 villages(2039) | 17.2 | 64 | 313.9 | 722
Lot n°116_2040 | Lot N°116 | Lot N°116(20localités) | HUAWEI | Nokia | Bordj Bou Arréridj | Tafreg | Achabou | Djezzy | 36.3264 | 4.7176 | 262 |  | New | SiteTB0060 | 1 | 36.3278 | 4.7185 | RuralLink |  | RuralLink 900M_O2@GSM_S111@LTE | Directional (A704515S0v06) | 12 | 16 | RT | YES | 1 site->1 villages(2040) | 56.9 | 176.9 | 296.9 | 180
Lot n°116_2041 | Lot N°116 | Lot N°116(20localités) | HUAWEI | Nokia | Bordj Bou Arréridj | Teniet En Nasr | Afigo | Djezzy | 36.2491 | 4.6276 | 156 |  | New | SiteTB0061 | 1 | 36.25 | 4.6174 | RuralStar |  | RuralStar 900M_O2@GSM_O1@LTE | OMNI( A70VP1100v06) | 12 | 16 | RT | YES | 1 site->1 villages(2041) | 0 |  |  | 924
Lot n°116_2042 | Lot N°116 | Lot N°116(20localités) | HUAWEI | Nokia | Bordj Bou Arréridj | Teniet En Nasr | Ouled Sidi Amor | Djezzy | 36.164 | 4.5654 | 54 |  | New | SiteTB0062 | 1 | 36.1692 | 4.5655 | RuralStar |  | RuralStar 900M_O2@GSM_O1@LTE | OMNI( A70VP1100v06) | 24 | 22 | GF | YES | 1 site->1 villages(2042) | 0 |  |  | 584
Lot n°116_2043 | Lot N°116 | Lot N°116(20localités) | HUAWEI | Nokia | Bordj Bou Arréridj | Teniet En Nasr | Faidh Abbas | Djezzy | 36.2213 | 4.5811 | 390 |  | New | SiteTB0063 | 1 | 36.2278 | 4.5869 | RuralLink |  | RuralLink 900M_O2@GSM_S111@LTE | Directional (A704515S0v06) | 12 | 16 | RT | YES | 1 site->1 villages(2043) | 36.9 | 156.9 | 276.9 | 888
Lot n°116_2044 | Lot N°116 | Lot N°116(20localités) | HUAWEI | Nokia | Bordj Bou Arréridj | Teniet En Nasr | Zemamra | Djezzy | 36.1894 | 4.5798 | 65 |  | New | SiteTB0064 | 2 | 36.1972 | 4.583 | Macro 900 3 sectors |  | 900M_S222@GSM_S111@LTE | Directional (A704516R0v06) | 30 | 28 | GF | YES | 1 site->2 villages(2044/2054) | 339.2 | 119.8 | 198.5 | 920
Lot n°116_2045 | Lot N°116 | Lot N°116(20localités) | HUAWEI | Nokia | Bordj Bou Arréridj | Teniet En Nasr | Bouhamza | Djezzy | 36.2354 | 4.62 | 92 |  | New | SiteTB0065 | 1 | 36.2393 | 4.6142 | RuralStar |  | RuralStar 900M_O2@GSM_O1@LTE | OMNI( A70VP1100v06) | 12 | 16 | RT | YES | 1 site->1 villages(2045) | 0 |  |  | 673
Lot n°122_2135 | Lot N°122 | Lot N°122(14localités) | HUAWEI | Huawei | Tissemsilt | Ammari | Cherrarda | Huawei | 35.6335 | 1.6729 | 647 |  | New | Site10058 | 1 | 35.6383 | 1.6679 | Macro 900 3 sectors |  | 900M_S222@GSM_S111@LTE | Directional (A704516R0v06) | 9 | 13 | RT | YES | 1 site->1 villages(2135) | 351.7 | 111.7 | 231.7 | 702
Lot n°122_2136 | Lot N°122 | Lot N°122(14localités) | HUAWEI | Huawei | Tissemsilt | Ammari | Nouacer | Huawei | 35.5593 | 1.6443 | 440 |  | New | Site10059 | 1 | 35.5605 | 1.6446 | RuralLink |  | RuralLink 900M_O2@GSM_S111@LTE | Directional (A704515S0v06) | 6 | 10 | RT | YES | 1 site->1 villages(2136) | 104.3 | 224.3 | 344.3 | 137
Lot n°122_2137 | Lot N°122 | Lot N°122(14localités) | HUAWEI | Huawei | Tissemsilt | Béni Lahcène | Nouaoura | Huawei | 35.8004 | 1.6904 | 349 |  | New | Site10060 | 1 | 35.8016 | 1.6897 | RuralLink |  | RuralLink 900M_O2@GSM_S111@LTE | Directional (A704515S0v06) | 6 | 10 | RT | YES | 1 site->1 villages(2137) | 67.9 | 187.9 | 307.9 | 143
Lot n°122_2138 | Lot N°122 | Lot N°122(14localités) | HUAWEI | Huawei | Tissemsilt | Bordj Bou Naama | Ouled Maamar Chraga | Huawei | 35.8526 | 1.6509 | 1200 |  | New | site10027 | 2 | 35.8662 | 1.6525 | Macro 900 3 sectors |  | 900M_S222@GSM_S111@LTE | Directional (A704516R0v06) | 30 | 28 | GF | YES | 1 site->2 villages(2138/2142) | 24.2 | 185.6 | 284.9 | 1523
Lot n°122_2139 | Lot N°122 | Lot N°122(14localités) | HUAWEI | Huawei | Tissemsilt | Bordj Bou Naama | Addadoua | Huawei | 35.8577 | 1.5755 | 552 |  | New | Site10007 | 2 | 35.8543 | 1.5689 | Macro 900 3 sectors |  | 900M_S222@GSM_S111@LTE | Directional (A704516R0v06) | 24 | 22 | GF | YES | 1 site->2 villages(2139/2155) | 305.3 | 56.9 | 193.6 | 708
Lot n°122_2140 | Lot N°122 | Lot N°122(14localités) | HUAWEI | Huawei | Tissemsilt | Bordj Bou Naama | Elmlalha | Huawei | 35.8642 | 1.6189 | 310 |  | New | Site10061 | 1 | 35.8612 | 1.6211 | RuralLink |  | RuralLink 900M_O2@GSM_S111@LTE | Directional (A704515S0v06) | 12 | 16 | RT | YES | 1 site->1 villages(2140) | 5 | 125 | 245 | 386
Lot n°122_2141 | Lot N°122 | Lot N°122(14localités) | HUAWEI | Huawei | Tissemsilt | Bordj Bou Naama | El Souaad | Huawei | 35.8355 | 1.6327 | 600 |  | New | Site10062 | 1 | 35.8416 | 1.6294 | Macro 900 3 sectors |  | 900M_S222@GSM_S111@LTE | Directional (A704516R0v06) | 9 | 13 | RT | YES | 1 site->1 villages(2141) | 73.1 | 183.3 | 277.6 | 746
Lot n°122_2142 | Lot N°122 | Lot N°122(14localités) | HUAWEI | Huawei | Tissemsilt | Bordj Bou Naama | Metidja | Huawei | 35.8778 | 1.6589 | 1308 |  | New | site10027 | 2 | 35.8662 | 1.6525 | Macro 900 3 sectors |  | 900M_S222@GSM_S111@LTE | Directional (A704516R0v06) | 30 | 28 | GF | YES | 1 site->2 villages(2138/2142) | 24.2 | 185.6 | 284.9 | 1413
Lot n°122_2143 | Lot N°122 | Lot N°122(14localités) | HUAWEI | Huawei | Tissemsilt | Ouled Bessem | Sidi Abd El Rahmane | Huawei | 35.6836 | 1.7727 | 450 |  | New | Site10078 | 1 | 35.6811 | 1.7752 | RuralLink |  | RuralLink 900M_O2@GSM_S111@LTE | Directional (A704515S0v06) | 6 | 10 | RT | YES | 1 site->1 villages(2143) | 77.1 | 197.1 | 317.1 | 355
Lot n°122_2144 | Lot N°122 | Lot N°122(14localités) | HUAWEI | Huawei | Tissemsilt | Sidi Abed | El Hadjaj | Huawei | 35.7516 | 1.7125 | 260 |  | New | Site10077 | 1 | 35.7522 | 1.7115 | RuralLink |  | RuralLink 900M_O2@GSM_S111@LTE | Directional (A704515S0v06) | 6 | 10 | RT | YES | 1 site->1 villages(2144) | 3.6 | 123.6 | 243.6 | 118
Lot n°122_2145 | Lot N°122 | Lot N°122(14localités) | HUAWEI | Huawei | Tissemsilt | Sidi Abed | Beni Djerten | Huawei | 35.7304 | 1.6759 | 317 |  | New | Site10076 | 1 | 35.725 | 1.6756 | RuralLink |  | RuralLink 900M_O2@GSM_S111@LTE | Directional (A704515S0v06) | 30 | 28 | GF | YES | 1 site->1 villages(2145) | 5.4 | 125.4 | 245.4 | 607
Lot n°122_2146 | Lot N°122 | Lot N°122(14localités) | HUAWEI | Huawei | Tissemsilt | Sidi Abed | El Khreb | Huawei | 35.6814 | 1.7044 | 145 |  | New | Site10075 | 1 | 35.683 | 1.7043 | RuralStar |  | RuralStar 900M_O2@GSM_O1@LTE | OMNI( A70VP1100v06) | 6 | 10 | RT | YES | 1 site->1 villages(2146) | 0 |  |  | 182
Lot n°122_2147 | Lot N°122 | Lot N°122(14localités) | HUAWEI | Huawei | Tissemsilt | Sidi Boutouchent | Ain Bazaz | Huawei | 35.8408 | 1.9291 | 320 |  | New | Site10074 | 1 | 35.8434 | 1.9349 | RuralLink |  | RuralLink 900M_O2@GSM_S111@LTE | Directional (A704515S0v06) | 6 | 10 | RT | YES | 1 site->1 villages(2147) | 39.4 | 159.4 | 279.4 | 604
Lot n°122_2148 | Lot N°122 | Lot N°122(14localités) | HUAWEI | Huawei | Tissemsilt | Tissemsilt | El Khedhourat | Huawei | 35.6396 | 1.8586 | 250 |  | New | Site10073 | 1 | 35.6394 | 1.8531 | RuralLink |  | RuralLink 900M_O2@GSM_S111@LTE | Directional (A704515S0v06) | 12 | 16 | RT | YES | 1 site->1 villages(2148) | 74.9 | 194.9 | 314.9 | 491
Lot n°123_2149 | Lot N°123 | Lot N°123(14localités) | HUAWEI | Huawei | Tissemsilt | Khemisti | EL Maizia | Huawei | 35.6939 | 1.9392 | 210 |  | New | Site10072 | 1 | 35.6911 | 1.9316 | RuralStar |  | RuralStar 900M_O2@GSM_O1@LTE | OMNI( A70VP1100v06) | 6 | 10 | RT | YES | 1 site->1 villages(2149) | 0 |  |  | 754
Lot n°123_2150 | Lot N°123 | Lot N°123(14localités) | HUAWEI | Huawei | Tissemsilt | Khemisti | EL Dialem | Huawei | 35.6851 | 1.9067 | 180 |  | New | Site10071 | 1 | 35.6874 | 1.9089 | RuralStar |  | RuralStar 900M_O2@GSM_O1@LTE | OMNI( A70VP1100v06) | 6 | 10 | RT | YES | 1 site->1 villages(2150) | 0 |  |  | 329
Lot n°123_2151 | Lot N°123 | Lot N°123(14localités) | HUAWEI | Huawei | Tissemsilt | Khemisti | EL Belaadia | Huawei | 35.7182 | 1.8775 | 130 |  | New | Site10070 | 1 | 35.7218 | 1.8812 | RuralStar |  | RuralStar 900M_O2@GSM_O1@LTE | OMNI( A70VP1100v06) | 6 | 10 | RT | YES | 1 site->1 villages(2151) | 0 |  |  | 517
Lot n°123_2152 | Lot N°123 | Lot N°123(14localités) | HUAWEI | Huawei | Tissemsilt | Lardjem | Maameria | Huawei | 35.7174 | 1.5858 | 201 |  | New | Site10069 | 1 | 35.7155 | 1.583 | RuralStar |  | RuralStar 900M_O2@GSM_O1@LTE | OMNI( A70VP1100v06) | 6 | 10 | RT | YES | 1 site->1 villages(2152) | 0 |  |  | 328
Lot n°123_2153 | Lot N°123 | Lot N°123(14localités) | HUAWEI | Huawei | Tissemsilt | Lardjem | Cheraouga | Huawei | 35.775 | 1.5152 | 519 |  | New | Site10068 | 1 | 35.7761 | 1.5151 | RuralLink |  | RuralLink 900M_O2@GSM_S111@LTE | Directional (A704515S0v06) | 6 | 10 | RT | YES | 1 site->1 villages(2153) | 44.4 | 164.4 | 284.4 | 113
Lot n°123_2154 | Lot N°123 | Lot N°123(14localités) | HUAWEI | Huawei | Tissemsilt | Lardjem | Mekhaldia | Huawei | 35.8139 | 1.4736 | 230 |  | New | yh_2154_rf | 1 | 35.8164 | 1.4789 | RuralStar |  | RuralStar 900M_O2@GSM_O1@LTE | OMNI( A70VP1100v06) | 6 | 10 | RT | YES | 1 site->1 villages(2154) | 0 |  |  | 555
Lot n°123_2155 | Lot N°123 | Lot N°123(14localités) | HUAWEI | Huawei | Tissemsilt | Lardjem | EL Amamra | Huawei | 35.8474 | 1.5669 | 413 |  | New | Site10007 | 2 | 35.8543 | 1.5689 | Macro 900 3 sectors |  | 900M_S222@GSM_S111@LTE | Directional (A704516R0v06) | 24 | 22 | GF | YES | 1 site->2 villages(2139/2155) | 305.3 | 56.9 | 193.6 | 785
Lot n°123_2156 | Lot N°123 | Lot N°123(14localités) | HUAWEI | Huawei | Tissemsilt | Lardjem | EL Nedaouat | Huawei | 35.691 | 1.5927 | 408 |  | New | Site10067 | 1 | 35.6913 | 1.5922 | RuralLink |  | RuralLink 900M_O2@GSM_S111@LTE | Directional (A704515S0v06) | 6 | 10 | RT | YES | 1 site->1 villages(2156) | 80.3 | 200.3 | 320.3 | 58
Lot n°123_2157 | Lot N°123 | Lot N°123(14localités) | HUAWEI | Huawei | Tissemsilt | Lardjem | Bab El Bakouche | Huawei | 35.8681 | 1.4446 | 90 |  | New | Site10005 | 1 | 35.874 | 1.451 | RuralStar |  | RuralStar 900M_O2@GSM_O1@LTE | OMNI( A70VP1100v06) | 12 | 16 | RT | YES | 1 site->1 villages(2157) | 0 |  |  | 868
Lot n°123_2158 | Lot N°123 | Lot N°123(14localités) | HUAWEI | Huawei | Tissemsilt | Lardjem | Ouled Ali | Huawei | 35.851 | 1.5304 | 160 |  | New | Site10006 | 1 | 35.8509 | 1.5318 | RuralStar |  | RuralStar 900M_O2@GSM_O1@LTE | OMNI( A70VP1100v06) | 6 | 10 | RT | YES | 1 site->1 villages(2158) | 0 |  |  | 122
Lot n°123_2159 | Lot N°123 | Lot N°123(14localités) | HUAWEI | Huawei | Tissemsilt | Layoune | EL Zaouia | Huawei | 35.6228 | 2.1103 | 250 |  | New | Site10066 | 1 | 35.6215 | 2.1113 | RuralLink |  | RuralLink 900M_O2@GSM_S111@LTE | Directional (A704515S0v06) | 6 | 10 | RT | YES | 1 site->1 villages(2159) | 111.8 | 231.8 | 351.8 | 179
Lot n°123_2160 | Lot N°123 | Lot N°123(14localités) | HUAWEI | Huawei | Tissemsilt | Layoune | Douar Michane | Huawei | 35.6256 | 2.162 | 150 |  | New | Site10065 | 1 | 35.626 | 2.1616 | RuralStar |  | RuralStar 900M_O2@GSM_O1@LTE | OMNI( A70VP1100v06) | 6 | 10 | RT | YES | 1 site->1 villages(2160) | 0 |  |  | 58
Lot n°123_2161 | Lot N°123 | Lot N°123(14localités) | HUAWEI | Huawei | Tissemsilt | Melaab | Douar Sidi Moussa | Huawei | 35.7332 | 1.365 | 200 |  | New | Site10064 | 1 | 35.7333 | 1.3661 | RuralStar |  | RuralStar 900M_O2@GSM_O1@LTE | OMNI( A70VP1100v06) | 9 | 13 | RT | YES | 1 site->1 villages(2161) | 0 |  |  | 106
Lot n°123_2162 | Lot N°123 | Lot N°123(14localités) | HUAWEI | Huawei | Tissemsilt | Melaab | Douar Tafrent | Huawei | 35.6769 | 1.2968 | 70 |  | New | Site10063 | 1 | 35.6751 | 1.2937 | RuralStar |  | RuralStar 900M_O2@GSM_O1@LTE | OMNI( A70VP1100v06) | 18 | 16 | GF | NO | 1 site->1 villages(2162) | 0 |  |  | 349
Lot n°142_2484 | Lot N°142 | Lot N°142 (18 Localités) | HUAWEI | Huawei | Tipaza | Ahmer El Aïn | Douar Yahyani Mohamed Madjouba | Huawei | 36.5411 | 2.5838 | 200 |  | New | ly141_2474 | 4 | 36.5432 | 2.5938 | Macro 900 3 sectors |  | 900M_S222@GSM_S111@LTE | Directional (A704516R0v06) | 12 | 16 | RT | YES | 1 site->4 villages(2468/2473/2474/2484) | 16 | 152.2 | 239.9 | 927
Lot n°142_2485 | Lot N°142 | Lot N°142 (18 Localités) | HUAWEI | Huawei | Tipaza | Ahmer El Aïn | Yafoufi Kouider | Huawei | 36.527 | 2.5916 | 300 |  | New | ql31 | 2 | 36.5145 | 2.6117 | Macro 900 3 sectors |  | 900M_S222@GSM_S111@LTE | Directional (A704516R0v06) | 30 | 28 | GF | YES | 1 site->2 villages(2485/0502) | 38.1 | 128.6 | 307.6 | 2274
Lot n°142_2486 | Lot N°142 | Lot N°142 (18 Localités) | HUAWEI | Huawei | Tipaza | Ahmer El Aïn | Elhsassena | Huawei | 36.4628 | 2.5498 | 200 |  | New | site10085 | 1 | 36.4627 | 2.5463 | RuralStar |  | RuralStar 900M_O2@GSM_O1@LTE | OMNI( A70VP1100v06) | 6 | 10 | RT | YES | 1 site->1 villages(2486) | 0 |  |  | 312
Lot n°142_2487 | Lot N°142 | Lot N°142 (18 Localités) | HUAWEI | Huawei | Tipaza | Menaceur | Kalibir | Huawei | 36.4861 | 2.2204 | 800 |  | New | site10034 | 2 | 36.4861 | 2.2203 | Macro 900 3 sectors |  | 900M_S222@GSM_S111@LTE | Directional (A704516R0v06) | 12 | 16 | RT | YES | 1 site->2 villages(2487/2491) | 50.1 | 103.3 | 256.7 | 10
Lot n°142_2488 | Lot N°142 | Lot N°142 (18 Localités) | HUAWEI | Huawei | Tipaza | Menaceur | Iaazaben | Huawei | 36.4687 | 2.28 | 300 |  | New | site10086 | 1 | 36.4674 | 2.2719 | RuralLink |  | RuralLink 900M_O2@GSM_S111@LTE | Directional (A704515S0v06) | 6 | 10 | RT | YES | 1 site->1 villages(2488) | 25.8 | 145.8 | 265.8 | 733
Lot n°142_2489 | Lot N°142 | Lot N°142 (18 Localités) | HUAWEI | Huawei | Tipaza | Menaceur | Oued El Roumane | Huawei | 36.4825 | 2.2602 | 700 |  | New | site10087 | 1 | 36.4793 | 2.2695 | Macro 900 3 sectors |  | 900M_S222@GSM_S111@LTE | Directional (A704516R0v06) | 6 | 10 | RT | YES | 1 site->1 villages(2489) | 19.1 | 158.4 | 297.6 | 903
Lot n°142_2490 | Lot N°142 | Lot N°142 (18 Localités) | HUAWEI | Huawei | Tipaza | Menaceur | Asselene | Huawei | 36.4985 | 2.1897 | 1200 |  | New | site10088 | 1 | 36.5056 | 2.1868 | Macro 2100 3 sectors |  | 2100M_S111@UMTS_S111@LTE | Directional (A264518R0v06) | 6 | 10 | RT | YES | 1 site->1 villages(2490) | 234.1 | 140.7 | 186.3 | 832
Lot n°142_2491 | Lot N°142 | Lot N°142 (18 Localités) | HUAWEI | Huawei | Tipaza | Menaceur | Douar Moujal | Huawei | 36.4921 | 2.2292 | 50 |  | New | site10034 | 2 | 36.4861 | 2.2203 | Macro 900 3 sectors |  | 900M_S222@GSM_S111@LTE | Directional (A704516R0v06) | 12 | 16 | RT | YES | 1 site->2 villages(2487/2491) | 50.1 | 103.3 | 256.7 | 1032
Lot n°142_2492 | Lot N°142 | Lot N°142 (18 Localités) | HUAWEI | Huawei | Tipaza | Menaceur | Douar Serhane | Huawei | 36.5058 | 2.3044 | 500 |  | New | site10089 | 1 | 36.5047 | 2.302 | RuralLink |  | RuralLink 900M_O2@GSM_S111@LTE | Directional (A704515S0v06) | 30 | 28 | GF | YES | 1 site->1 villages(2492) | 38.1 | 158.1 | 278.1 | 256
Lot n°142_2493 | Lot N°142 | Lot N°142 (18 Localités) | HUAWEI | Huawei | Tipaza | Menaceur | Douar Bouharb | Huawei | 36.4678 | 2.1333 | 200 |  | New | site10090 | 1 | 36.4681 | 2.1329 | RuralStar |  | RuralStar 900M_O2@GSM_O1@LTE | OMNI( A70VP1100v06) | 6 | 10 | RT | YES | 1 site->1 villages(2493) | 0 |  |  | 54
Lot n°142_2494 | Lot N°142 | Lot N°142 (18 Localités) | HUAWEI | Huawei | Tipaza | Sidi Amar | Douar Boumaaza | Huawei | 36.5864 | 2.2728 | 250 |  | New | ly142_2494 | 1 | 36.5869 | 2.2673 | RuralLink |  | RuralLink 900M_O2@GSM_S111@LTE | Directional (A704515S0v06) | 12 | 16 | RT | YES | 1 site->1 villages(2494) | 47.5 | 167.5 | 287.5 | 490
Lot n°142_2495 | Lot N°142 | Lot N°142 (18 Localités) | HUAWEI | Huawei | Tipaza | Sidi Amar | Douar Ben Zeghla | Huawei | 36.5729 | 2.2774 | 800 |  | New | site10035 | 1 | 36.5719 | 2.2765 | Macro 2100 3 sectors |  | 2100M_S111@UMTS_S111@LTE | Directional (A264518R0v06) | 12 | 16 | RT | YES | 1 site->1 villages(2495) | 351 | 69 | 204.6 | 139
Lot n°142_2496 | Lot N°142 | Lot N°142 (18 Localités) | HUAWEI | Huawei | Tipaza | Sidi Amar | Douar Charfi | Huawei | 36.5453 | 2.3293 | 500 |  | New | site10091 | 1 | 36.5421 | 2.3282 | RuralLink |  | RuralLink 900M_O2@GSM_S111@LTE | Directional (A704515S0v06) | 30 | 28 | GF | YES | 1 site->1 villages(2496) | 90.5 | 210.5 | 330.5 | 367
Lot n°142_2497 | Lot N°142 | Lot N°142 (18 Localités) | HUAWEI | Huawei | Tipaza | Sidi Amar | Douar Boukerdene | Huawei | 36.5352 | 2.2977 | 200 |  | New | yh_2497_rf | 1 | 36.531 | 2.2971 | RuralStar |  | RuralStar 900M_O2@GSM_O1@LTE | OMNI( A70VP1100v06) | 18 | 22 | RT | YES | 1 site->1 villages(2497) | 0 |  |  | 469
Lot n°142_2498 | Lot N°142 | Lot N°142 (18 Localités) | HUAWEI | Huawei | Tipaza | Sidi Amar | Douar Oulehcen | Huawei | 36.5477 | 2.2755 | 400 |  | New | site10093 | 1 | 36.5484 | 2.2787 | RuralLink |  | RuralLink 900M_O2@GSM_S111@LTE | Directional (A704515S0v06) | 6 | 10 | RT | YES | 1 site->1 villages(2498) | 80.7 | 200.7 | 320.7 | 297
Lot n°142_2499 | Lot N°142 | Lot N°142 (18 Localités) | HUAWEI | Huawei | Tipaza | Sidi Ghilès | Handhala | Huawei | 36.5442 | 2.0833 | 80 |  | New | site10094 | 1 | 36.5407 | 2.0905 | RuralStar |  | RuralStar 900M_O2@GSM_O1@LTE | OMNI( A70VP1100v06) | 30 | 28 | GF | YES | 1 site->1 villages(2499) | 0 |  |  | 747
Lot n°142_2500 | Lot N°142 | Lot N°142 (18 Localités) | HUAWEI | Huawei | Tipaza | Sidi Semiane | Irouisse | Huawei | 36.4931 | 2.0672 | 150 |  | New | site10095 | 1 | 36.4963 | 2.0643 | RuralStar |  | RuralStar 900M_O2@GSM_O1@LTE | OMNI( A70VP1100v06) | 24 | 22 | GF | YES | 1 site->1 villages(2500) | 0 |  |  | 448
Lot n°142_2501 | Lot N°142 | Lot N°142 (18 Localités) | HUAWEI | Huawei | Tipaza | Tipaza | El Beldj | Huawei | 36.635 | 2.3861 | 150 |  | New | site10096 | 1 | 36.6293 | 2.3804 | RuralStar |  | RuralStar 900M_O2@GSM_O1@LTE | OMNI( A70VP1100v06) | 6 | 10 | RT | YES | 1 site->1 villages(2501) | 0 |  |  | 809
Lot n°148_2586 | Lot N°148 | Lot N°148 (16 Localités) | HUAWEI | Nokia | Mila | MINAR ZARZA | Bouhlime | Djezzy | 36.5225 | 5.9809 | 452 |  | New | lc_site79 | 1 | 36.5239 | 5.9815 | RuralLink |  | RuralLink 900M_O2@GSM_S111@LTE | Directional (A704515S0v06) | 12 | 16 | RT | YES | 1 site->1 villages(2586) | 117 | 237 | 357 | 167
Lot n°148_2587 | Lot N°148 | Lot N°148 (16 Localités) | HUAWEI | Nokia | Mila | MINAR ZARZA | Kaa El Kaff | Djezzy | 36.5215 | 5.9675 | 517 |  | New | lc_site135 | 1 | 36.5229 | 5.9677 | RuralLink |  | RuralLink 900M_O2@GSM_S111@LTE | Directional (A704515S0v06) | 30 | 28 | GF | NO | 1 site->1 villages(2587) | 31.3 | 151.3 | 271.3 | 149
Lot n°148_2588 | Lot N°148 | Lot N°148 (16 Localités) | HUAWEI | Nokia | Mila | MINAR ZARZA | Ain Ali Superieur | Djezzy | 36.5449 | 5.9135 | 636 |  | New | lc_site136 | 1 | 36.5459 | 5.9097 | Macro 900 3 sectors |  | 900M_S222@GSM_S111@LTE | Directional (A704516R0v06) | 30 | 28 | GF | YES | 1 site->1 villages(2588) | 346.4 | 77.3 | 294.7 | 356
Lot n°148_2589 | Lot N°148 | Lot N°148 (16 Localités) | HUAWEI | Nokia | Mila | MINAR ZARZA | Aguarou | Djezzy | 36.5212 | 5.8543 | 474 |  | New | lc_site137 | 1 | 36.5176 | 5.8537 | RuralLink |  | RuralLink 900M_O2@GSM_S111@LTE | Directional (A704515S0v06) | 30 | 28 | GF | NO | 1 site->1 villages(2589) | 73.4 | 193.4 | 313.4 | 403
Lot n°148_2590 | Lot N°148 | Lot N°148 (16 Localités) | HUAWEI | Nokia | Mila | Oued Athménia | El Barbara | Djezzy | 36.3286 | 6.3984 | 560 |  | New | lc_site138 | 2 | 36.324 | 6.3972 | Macro 900 3 sectors |  | 900M_S222@GSM_S111@LTE | Directional (A704516R0v06) | 18 | 16 | GF | YES | 1 site->2 villages(2590/2591) | 11.4 | 103.5 | 195.6 | 528
Lot n°148_2591 | Lot N°148 | Lot N°148 (16 Localités) | HUAWEI | Nokia | Mila | Oued Athménia | Ain Foua | Djezzy | 36.3153 | 6.3942 | 678 |  | New | lc_site138 | 2 | 36.324 | 6.3972 | Macro 900 3 sectors |  | 900M_S222@GSM_S111@LTE | Directional (A704516R0v06) | 18 | 16 | GF | YES | 1 site->2 villages(2590/2591) | 11.4 | 103.5 | 195.6 | 995
Lot n°148_2592 | Lot N°148 | Lot N°148 (16 Localités) | HUAWEI | Nokia | Mila | OUED ENDJA | El Smara | Djezzy | 36.4577 | 6.0807 | 937 |  | New | lc_site140 | 1 | 36.4647 | 6.0794 | Macro 2100 3 sectors |  | 2100M_S111@UMTS_S111@LTE | Directional (A264518R0v06) | 12 | 16 | RT | YES | 1 site->1 villages(2592) | 265.6 | 118.6 | 165.3 | 780
Lot n°148_2593 | Lot N°148 | Lot N°148 (16 Localités) | HUAWEI | Nokia | Mila | OUED SEGUEN | Bourdj La Gare | Djezzy | 36.2077 | 6.3999 | 474 |  | New | ql09 | 1 | 36.2081 | 6.4003 | RuralLink |  | RuralLink 900M_O2@GSM_S111@LTE | Directional (A704515S0v06) | 12 | 16 | RT | YES | 1 site->1 villages(2593) | 50.1 | 170.1 | 290.1 | 54
Lot n°148_2594 | Lot N°148 | Lot N°148 (16 Localités) | HUAWEI | Nokia | Mila | OUED SEGUEN | Ain Bouikni | Djezzy | 36.1732 | 6.4135 | 526 |  | New | lc_site142 | 1 | 36.1712 | 6.4139 | RuralLink |  | RuralLink 900M_O2@GSM_S111@LTE | Directional (A704515S0v06) | 12 | 16 | RT | YES | 1 site->1 villages(2594) | 91.6 | 211.6 | 331.6 | 225
Lot n°148_2595 | Lot N°148 | Lot N°148 (16 Localités) | HUAWEI | Nokia | Mila | ROUACHED | Sttar Issa | Djezzy | 36.489 | 5.916 | 419 |  | New | lc_site143 | 1 | 36.4885 | 5.9173 | RuralLink |  | RuralLink 900M_O2@GSM_S111@LTE | Directional (A704515S0v06) | 12 | 16 | RT | YES | 1 site->1 villages(2595) | 70.4 | 190.4 | 310.4 | 133
Lot n°148_2596 | Lot N°148 | Lot N°148 (16 Localités) | HUAWEI | Nokia | Mila | ROUACHED | Belmanne | Djezzy | 36.4939 | 5.9563 | 472 |  | New | ly148_2597 | 3 | 36.5068 | 5.934 | Macro 900 3 sectors |  | 900M_S222@GSM_S111@LTE | Directional (A704516R0v06) | 30 | 28 | GF | YES | 1 site->3 villages(2596/2597/2598) | 95.8 | 215.8 | 335.8 | 2459
Lot n°148_2597 | Lot N°148 | Lot N°148 (16 Localités) | HUAWEI | Nokia | Mila | ROUACHED | El Fadj | Djezzy | 36.5065 | 5.9383 | 511 |  | New | ly148_2597 | 3 | 36.5068 | 5.934 | Macro 900 3 sectors |  | 900M_S222@GSM_S111@LTE | Directional (A704516R0v06) | 30 | 28 | GF | YES | 1 site->3 villages(2596/2597/2598) | 95.8 | 215.8 | 335.8 | 390
Lot n°148_2598 | Lot N°148 | Lot N°148 (16 Localités) | HUAWEI | Nokia | Mila | ROUACHED | El Mdaoudia | Djezzy | 36.5063 | 5.9585 | 640 |  | New | ly148_2597 | 3 | 36.5068 | 5.934 | Macro 900 3 sectors |  | 900M_S222@GSM_S111@LTE | Directional (A704516R0v06) | 30 | 28 | GF | YES | 1 site->3 villages(2596/2597/2598) | 95.8 | 215.8 | 335.8 | 2198
Lot n°148_2599 | Lot N°148 | Lot N°148 (16 Localités) | HUAWEI | Nokia | Mila | ROUACHED | Kaf Iyad | Djezzy | 36.4976 | 5.9792 | 257 |  | New | lc_site147 | 2 | 36.4988 | 5.9814 | Macro 900 3 sectors |  | 900M_S222@GSM_S111@LTE | Directional (A704516R0v06) | 12 | 16 | RT | YES | 1 site->2 villages(2599/2600) | 7.7 | 121.6 | 235.4 | 232
Lot n°148_2600 | Lot N°148 | Lot N°148 (16 Localités) | HUAWEI | Nokia | Mila | ROUACHED | El Rahbate | Djezzy | 36.4991 | 5.9814 | 556 |  | New | lc_site147 | 2 | 36.4988 | 5.9814 | Macro 900 3 sectors |  | 900M_S222@GSM_S111@LTE | Directional (A704516R0v06) | 12 | 16 | RT | YES | 1 site->2 villages(2599/2600) | 7.7 | 121.6 | 235.4 | 39
Lot n°148_2601 | Lot N°148 | Lot N°148 (16 Localités) | HUAWEI | Nokia | Mila | ROUACHED | Kerkaba | Djezzy | 36.4507 | 6.0071 | 429 |  | New | lc_site149 | 1 | 36.448 | 6.0063 | RuralLink |  | RuralLink 900M_O2@GSM_S111@LTE | Directional (A704515S0v06) | 12 | 16 | RT | YES | 1 site->1 villages(2601) | 103.7 | 223.7 | 343.7 | 313
Lot n°150_2620 | Lot N°150 | Lot N°150 (18 Localités) | HUAWEI | Huawei | Aïn Defla | Barbouche | Oualad Noual 01 | Huawei | 36.142 | 2.4758 | 140 |  | New | Site10008 | 3 | 36.1416 | 2.4708 | Macro 900 3 sectors |  | 900M_S222@GSM_S111@LTE | Directional (A704516R0v06) | 6 | 10 | RT | YES | 1 site->3 villages(2620/2621/2622) | 27.2 | 84.7 | 236 | 452
Lot n°150_2621 | Lot N°150 | Lot N°150 (18 Localités) | HUAWEI | Huawei | Aïn Defla | Barbouche | Oualad Noual 02 | Huawei | 36.1475 | 2.479 | 83 |  | New | Site10008 | 3 | 36.1416 | 2.4708 | Macro 900 3 sectors |  | 900M_S222@GSM_S111@LTE | Directional (A704516R0v06) | 6 | 10 | RT | YES | 1 site->3 villages(2620/2621/2622) | 27.2 | 84.7 | 236 | 983
Lot n°150_2622 | Lot N°150 | Lot N°150 (18 Localités) | HUAWEI | Huawei | Aïn Defla | Barbouche | Hassnaoua | Huawei | 36.1556 | 2.4797 | 53 |  | New | Site10008 | 3 | 36.1416 | 2.4708 | Macro 900 3 sectors |  | 900M_S222@GSM_S111@LTE | Directional (A704516R0v06) | 6 | 10 | RT | YES | 1 site->3 villages(2620/2621/2622) | 27.2 | 84.7 | 236 | 1754
Lot n°150_2624 | Lot N°150 | Lot N°150 (18 Localités) | HUAWEI | Huawei | Aïn Defla | BATHIA | Sidi Khaled | Huawei | 35.9339 | 1.8406 | 392 |  | New | site10128 | 1 | 35.9327 | 1.8406 | RuralLink |  | RuralLink 900M_O2@GSM_S111@LTE | Directional (A704515S0v06) | 6 | 10 | RT | YES | 1 site->1 villages(2624) | 112.1 | 232.1 | 352.1 | 131
Lot n°150_2628 | Lot N°150 | Lot N°150 (18 Localités) | HUAWEI | Huawei | Aïn Defla | Boumedfaa | Talawine | Huawei | 36.3189 | 2.5887 | 1010 |  | New | site10102 | 1 | 36.3226 | 2.5942 | Macro 2100 3 sectors |  | 2100M_S111@UMTS_S111@LTE | Directional (A264518R0v06) | 12 | 16 | RT | YES | 1 site->1 villages(2628) | 18.1 | 71 | 176.8 | 638
Lot n°150_2629 | Lot N°150 | Lot N°150 (18 Localités) | HUAWEI | Huawei | Aïn Defla | Bourached | Ouled Zhar | Huawei | 36.1879 | 1.859 | 508 |  | New | ly150_2629 | 1 | 36.1877 | 1.8589 | RuralLink |  | RuralLink 900M_O2@GSM_S111@LTE | Directional (A704515S0v06) | 12 | 16 | RT | YES | 1 site->1 villages(2629) | 15.4 | 135.4 | 255.4 | 23
Lot n°150_2630 | Lot N°150 | Lot N°150 (18 Localités) | HUAWEI | Huawei | Aïn Defla | Bourached | Zkakra | Huawei | 36.1477 | 1.9381 | 770 |  | New | site10023 | 1 | 36.1471 | 1.9377 | Macro 2100 3 sectors |  | 2100M_S111@UMTS_S111@LTE | Directional (A264518R0v06) | 30 | 28 | GF | YES | 1 site->1 villages(2630) | 272.5 | 145.5 | 214.8 | 70
Lot n°150_2634 | Lot N°150 | Lot N°150 (18 Localités) | HUAWEI | Huawei | Aïn Defla | Djelida | Ouled Ali Ouaguanai | Huawei | 36.1141 | 1.9439 | 1932 |  | New | site10115 | 1 | 36.116 | 1.9429 | Macro 2100 3 sectors |  | 2100M_S111@UMTS_S111@LTE | Directional (A264518R0v06) | 30 | 28 | GF | YES | 1 site->1 villages(2634) | 8.6 | 146.6 | 252.6 | 227
Lot n°150_2635 | Lot N°150 | Lot N°150 (18 Localités) | HUAWEI | Huawei | Aïn Defla | Djelida | Douar Boualouch | Huawei | 36.1208 | 2.0973 | 196 |  | New | site10116 | 1 | 36.114 | 2.1015 | RuralStar |  | RuralStar 900M_O2@GSM_O1@LTE | OMNI( A70VP1100v06) | 30 | 28 | GF | YES | 1 site->1 villages(2635) | 0 |  |  | 844
Lot n°150_2636 | Lot N°150 | Lot N°150 (18 Localités) | HUAWEI | Huawei | Aïn Defla | Djelida | Sidi Mhamed Ben Mira | Huawei | 36.1147 | 2.0375 | 167 |  | New | site10031 | 2 | 36.1181 | 2.0123 | Macro 900 3 sectors |  | 900M_S222@GSM_S111@LTE | Directional (A704516R0v06) | 30 | 28 | GF | YES | 1 site->2 villages(2636/2663) | 341.6 | 99.5 | 220.5 | 2299
Lot n°150_2637 | Lot N°150 | Lot N°150 (18 Localités) | HUAWEI | Huawei | Aïn Defla | Djelida | Douar El Guerar | Huawei | 36.1466 | 2.0547 | 164 |  | New | site10036 | 1 | 36.1466 | 2.0549 | RuralStar |  | RuralStar 900M_O2@GSM_O1@LTE | OMNI( A70VP1100v06) | 9 | 13 | RT | YES | 1 site->1 villages(2637) | 0 |  |  | 19
Lot n°158_2762 | Lot N°158 | Lot N°158 (19 Localités) | HUAWEI | Huawei | Relizane | Oued Essalem | Sedjrara | Huawei | 35.5591 | 0.87244 | 308 |  | New | multigps_site10210_35.559266_0.872209 | 1 | 35.5593 | 0.87221 | RuralLink |  | RuralLink 900M_O2@GSM_S111@LTE | Directional (A704515S0v06) | 6 | 10 | RT | YES | 1 site->1 villages(2762) | 33.2 | 153.2 | 273.2 | 26
Lot n°158_2763 | Lot N°158 | Lot N°158 (19 Localités) | HUAWEI | Huawei | Relizane | Oued Essalem | Toumiate | Huawei | 35.5069 | 0.82492 | 895 |  | New | site10157 | 1 | 35.508 | 0.83306 | Macro 2100 3 sectors |  | 2100M_S111@UMTS_S111@LTE | Directional (A264518R0v06) | 6 | 10 | RT | YES | 1 site->1 villages(2763) | 328.7 | 70.2 | 254.8 | 748
Lot n°158_2764 | Lot N°158 | Lot N°158 (19 Localités) | HUAWEI | Huawei | Relizane | Oued Essalem | Chaâchia | Huawei | 35.5325 | 0.83653 | 520 |  | New | site10158 | 1 | 35.532 | 0.83638 | RuralLink |  | RuralLink 900M_O2@GSM_S111@LTE | Directional (A704515S0v06) | 6 | 10 | RT | YES | 1 site->1 villages(2764) | 29.1 | 149.1 | 269.1 | 58
Lot n°158_2765 | Lot N°158 | Lot N°158 (19 Localités) | HUAWEI | Huawei | Relizane | Oued Essalem | Ouled Smaine | Huawei | 35.544 | 0.80233 | 122 |  | New | site10159 | 1 | 35.544 | 0.80201 | RuralStar |  | RuralStar 900M_O2@GSM_O1@LTE | OMNI( A70VP1100v06) | 6 | 10 | RT | YES | 1 site->1 villages(2765) | 0 |  |  | 29
Lot n°158_2766 | Lot N°158 | Lot N°158 (19 Localités) | HUAWEI | Huawei | Relizane | Oued Essalem | Rezazga | Huawei | 35.6068 | 0.93171 | 125 |  | New | site10160 | 1 | 35.6064 | 0.93043 | RuralStar |  | RuralStar 900M_O2@GSM_O1@LTE | OMNI( A70VP1100v06) | 30 | 28 | GF | YES | 1 site->1 villages(2766) | 0 |  |  | 128
Lot n°158_2767 | Lot N°158 | Lot N°158 (19 Localités) | HUAWEI | Huawei | Relizane | Oued Essalem | El Khedaid | Huawei | 35.5989 | 0.95097 | 170 |  | New | multigps_site10212_35.599038_0.95519 | 1 | 35.599 | 0.95519 | RuralStar |  | RuralStar 900M_O2@GSM_O1@LTE | OMNI( A70VP1100v06) | 30 | 28 | GF | YES | 1 site->1 villages(2767) | 0 |  |  | 381
Lot n°158_2768 | Lot N°158 | Lot N°158 (19 Localités) | HUAWEI | Huawei | Relizane | Oued Essalem | Ouled Moussa | Huawei | 35.6221 | 0.95249 | 326 |  | New | site10213 | 1 | 35.6228 | 0.95246 | RuralLink |  | RuralLink 900M_O2@GSM_S111@LTE | Directional (A704515S0v06) | 12 | 16 | RT | YES | 1 site->1 villages(2768) | 16.6 | 136.6 | 256.6 | 74
Lot n°158_2769 | Lot N°158 | Lot N°158 (19 Localités) | HUAWEI | Huawei | Relizane | Oued Essalem | El Chenene | Huawei | 35.5978 | 1 | 96 |  | New | multigps_site10214_35.598137_0.999945 | 1 | 35.5981 | 0.99994 | RuralStar |  | RuralStar 900M_O2@GSM_O1@LTE | OMNI( A70VP1100v06) | 30 | 28 | GF | YES | 1 site->1 villages(2769) | 0 |  |  | 39
Lot n°158_2770 | Lot N°158 | Lot N°158 (19 Localités) | HUAWEI | Huawei | Relizane | Oued Essalem | Chouaichia | Huawei | 35.5644 | 0.90634 | 150 |  | New | ly158_2770 | 1 | 35.5646 | 0.90675 | RuralStar |  | RuralStar 900M_O2@GSM_O1@LTE | OMNI( A70VP1100v06) | 9 | 13 | RT | YES | 1 site->1 villages(2770) | 0 |  |  | 41
Lot n°158_2771 | Lot N°158 | Lot N°158 (19 Localités) | HUAWEI | Huawei | Relizane | Oued Essalem | Zegaouat | Huawei | 35.4645 | 0.81867 | 51 |  | New | site10052 | 1 | 35.4642 | 0.8181 | RuralStar |  | RuralStar 900M_O2@GSM_O1@LTE | OMNI( A70VP1100v06) | 12 | 16 | RT | YES | 1 site->1 villages(2771) | 0 |  |  | 57
Lot n°158_2772 | Lot N°158 | Lot N°158 (19 Localités) | HUAWEI | Huawei | Relizane | Oued Essalem | Touaiedj | Huawei | 35.5261 | 0.89756 | 76 |  | New | site10161 | 1 | 35.5272 | 0.89858 | RuralStar |  | RuralStar 900M_O2@GSM_O1@LTE | OMNI( A70VP1100v06) | 30 | 28 | GF | YES | 1 site->1 villages(2772) | 0 |  |  | 149
Lot n°158_2773 | Lot N°158 | Lot N°158 (19 Localités) | HUAWEI | Huawei | Relizane | Oued Essalem | Douar El Khodem | Huawei | 35.5483 | 0.91118 | 300 |  | New | Site10013 | 3 | 35.5391 | 0.90692 | Macro 900 3 sectors |  | 900M_S222@GSM_S111@LTE | Directional (A704516R0v06) | 9 | 13 | RT | YES | 1 site->3 villages(2773/2774/2775) | 20.7 | 112.3 | 203.8 | 1089
Lot n°158_2774 | Lot N°158 | Lot N°158 (19 Localités) | HUAWEI | Huawei | Relizane | Oued Essalem | Cheraga | Huawei | 35.5388 | 0.90675 | 94 |  | New | Site10013 | 3 | 35.5391 | 0.90692 | Macro 900 3 sectors |  | 900M_S222@GSM_S111@LTE | Directional (A704516R0v06) | 9 | 13 | RT | YES | 1 site->3 villages(2773/2774/2775) | 20.7 | 112.3 | 203.8 | 39
Lot n°158_2775 | Lot N°158 | Lot N°158 (19 Localités) | HUAWEI | Huawei | Relizane | Oued Essalem | Medjahdia | Huawei | 35.5483 | 0.91179 | 250 |  | New | Site10013 | 3 | 35.5391 | 0.90692 | Macro 900 3 sectors |  | 900M_S222@GSM_S111@LTE | Directional (A704516R0v06) | 9 | 13 | RT | YES | 1 site->3 villages(2773/2774/2775) | 20.7 | 112.3 | 203.8 | 1109
Lot n°158_2776 | Lot N°158 | Lot N°158 (19 Localités) | HUAWEI | Huawei | Relizane | Oued Essalem | Betainia | Huawei | 35.4671 | 0.7553 | 260 |  | New | yh_2776_2777_gf | 2 | 35.4617 | 0.77526 | Macro 900 3 sectors |  | 900M_S222@GSM_S111@LTE | Directional (A704516R0v06) | 30 | 28 | GF | YES | 1 site->2 villages(2776/2777) | 31.3 | 134.2 | 288.4 | 1906
Lot n°158_2777 | Lot N°158 | Lot N°158 (19 Localités) | HUAWEI | Huawei | Relizane | Oued Essalem | Ouled El Hadj | Huawei | 35.4513 | 0.78834 | 215 |  | New | yh_2776_2777_gf | 2 | 35.4617 | 0.77526 | Macro 900 3 sectors |  | 900M_S222@GSM_S111@LTE | Directional (A704516R0v06) | 30 | 28 | GF | YES | 1 site->2 villages(2776/2777) | 31.3 | 134.2 | 288.4 | 1651
Lot n°158_2778 | Lot N°158 | Lot N°158 (19 Localités) | HUAWEI | Huawei | Relizane | Oued Essalem | Merrerka | Huawei | 35.5812 | 0.94602 | 270 |  | New | site10162 | 1 | 35.5811 | 0.94591 | RuralLink |  | RuralLink 900M_O2@GSM_S111@LTE | Directional (A704515S0v06) | 24 | 22 | GF | YES | 1 site->1 villages(2778) | 32 | 152 | 272 | 13
Lot n°158_2779 | Lot N°158 | Lot N°158 (19 Localités) | HUAWEI | Huawei | Relizane | Oued Essalem | Touaitia | Huawei | 35.625 | 0.91908 | 130 |  | New | site10215 | 1 | 35.6256 | 0.91709 | RuralStar |  | RuralStar 900M_O2@GSM_O1@LTE | OMNI( A70VP1100v06) | 9 | 13 | RT | YES | 1 site->1 villages(2779) | 0 |  |  | 190
Lot n°158_2780 | Lot N°158 | Lot N°158 (19 Localités) | HUAWEI | Huawei | Relizane | Ramka | Ghedadoua | Huawei | 35.9 | 1.2247 | 400 |  | New | site10163 | 1 | 35.8993 | 1.2268 | RuralLink |  | RuralLink 900M_O2@GSM_S111@LTE | Directional (A704515S0v06) | 6 | 10 | RT | YES | 1 site->1 villages(2780) | 100.7 | 220.7 | 340.7 | 200
Lot n°160_2800 | Lot N°160 | Lot N°160 (19 Localités) | HUAWEI | Huawei | Relizane | Ouled Aïche | Nekakaâ | Huawei | 35.8616 | 1.0032 | 1500 |  | New | site10166 | 1 | 35.8605 | 1.0055 | Macro 2100 3 sectors |  | 2100M_S111@UMTS_S111@LTE | Directional (A264518R0v06) | 6 | 10 | RT | YES | 1 site->1 villages(2800) | 304.4 | 64.4 | 184.4 | 244
Lot n°160_2801 | Lot N°160 | Lot N°160 (19 Localités) | HUAWEI | Huawei | Relizane | Ouled Aïche | Kaâkecha | Huawei | 35.7661 | 0.9824 | 200 |  | New | site10167 | 1 | 35.7652 | 0.98281 | RuralStar |  | RuralStar 900M_O2@GSM_O1@LTE | OMNI( A70VP1100v06) | 6 | 10 | RT | YES | 1 site->1 villages(2801) | 0 |  |  | 108
Lot n°160_2802 | Lot N°160 | Lot N°160 (19 Localités) | HUAWEI | Huawei | Relizane | Ouled Aïche | Cherarka | Huawei | 35.8517 | 0.90243 | 1040 |  | New | multigps_site10215_35.84528_0.906932 | 1 | 35.8453 | 0.90693 | Macro 2100 3 sectors |  | 2100M_S111@UMTS_S111@LTE | Directional (A264518R0v06) | 12 | 16 | RT | YES | 1 site->1 villages(2802) | 323.8 | 273.8 | 217.9 | 820
Lot n°160_2803 | Lot N°160 | Lot N°160 (19 Localités) | HUAWEI | Huawei | Relizane | Ouled Aïche | Sidi Ali | Huawei | 35.8108 | 1.0484 | 600 |  | New | site10168 | 1 | 35.8063 | 1.0514 | Macro 900 3 sectors |  | 900M_S222@GSM_S111@LTE | Directional (A704516R0v06) | 6 | 10 | RT | YES | 1 site->1 villages(2803) | 50.4 | 146.5 | 314.2 | 572
Lot n°160_2804 | Lot N°160 | Lot N°160 (19 Localités) | HUAWEI | Huawei | Relizane | Ouled Aïche | Bekhata | Huawei | 35.8259 | 1.0322 | 500 |  | New | site10042 | 4 | 35.8212 | 1.0291 | Macro 900 3 sectors |  | 900M_S222@GSM_S111@LTE | Directional (A704516R0v06) | 12 | 16 | RT | YES | 1 site->4 villages(2804/2828/2829/2830) | 302.6 | 28.6 | 74.6 | 591
Lot n°160_2805 | Lot N°160 | Lot N°160 (19 Localités) | HUAWEI | Huawei | Relizane | Ouled Aïche | Ouled Berrached | Huawei | 35.7973 | 0.99148 | 400 |  | New | yh_2805_2807_rf | 2 | 35.7987 | 0.99095 | Macro 900 3 sectors |  | 900M_S222@GSM_S111@LTE | Directional (A704516R0v06) | 30 | 28 | GF | YES | 1 site->2 villages(2805/2807) | 59.4 | 163.4 | 315.3 | 167
Lot n°160_2806 | Lot N°160 | Lot N°160 (19 Localités) | HUAWEI | Huawei | Relizane | Ouled Aïche | Ouled Attia | Huawei | 35.8027 | 0.94114 | 150 |  | New | site10211_1007_2806 | 1 | 35.7964 | 0.93515 | RuralStar |  | RuralStar 900M_O2@GSM_O1@LTE | OMNI( A70VP1100v06) | 12 | 16 | RT | YES | 1 site->1 villages(2806) | 0 |  |  | 890
Lot n°160_2807 | Lot N°160 | Lot N°160 (19 Localités) | HUAWEI | Huawei | Relizane | Ouled Aïche | Touahria | Huawei | 35.8 | 0.98939 | 450 |  | New | yh_2805_2807_rf | 2 | 35.7987 | 0.99095 | Macro 900 3 sectors |  | 900M_S222@GSM_S111@LTE | Directional (A704516R0v06) | 30 | 28 | GF | YES | 1 site->2 villages(2805/2807) | 59.4 | 163.4 | 315.3 | 200
Lot n°160_2808 | Lot N°160 | Lot N°160 (19 Localités) | HUAWEI | Huawei | Relizane | Ouled Sidi Mihoub | El Kerayeche | Huawei | 35.9473 | 0.77221 | 121 |  | New | site10049 | 2 | 35.9547 | 0.7601 | Macro 900 3 sectors |  | 900M_S222@GSM_S111@LTE | Directional (A704516R0v06) | 24 | 22 | GF | YES | 1 site->2 villages(2808/2838) | 359.9 | 127.1 | 243.5 | 1366
Lot n°160_2809 | Lot N°160 | Lot N°160 (19 Localités) | HUAWEI | Huawei | Relizane | Sidi Khettab | Deghamij | Huawei | 35.9774 | 0.47343 | 131 |  | New | site10170 | 1 | 35.9774 | 0.47729 | RuralStar |  | RuralStar 900M_O2@GSM_O1@LTE | OMNI( A70VP1100v06) | 6 | 10 | RT | YES | 1 site->1 villages(2809) | 0 |  |  | 347
Lot n°160_2810 | Lot N°160 | Lot N°160 (19 Localités) | HUAWEI | Huawei | Relizane | Sidi Khettab | Ouled Sidi Brahim | Huawei | 35.974 | 0.50515 | 216 |  | New | Site10012 | 2 | 35.9799 | 0.50035 | Macro 900 3 sectors |  | 900M_S222@GSM_S111@LTE | Directional (A704516R0v06) | 24 | 22 | GF | YES | 1 site->2 villages(2810/1738) | 336.6 | 146.7 | 241.7 | 787
Lot n°160_2811 | Lot N°160 | Lot N°160 (19 Localités) | HUAWEI | Huawei | Relizane | Sidi Khettab | El Khouaouna | Huawei | 35.873 | 0.56666 | 676 |  | New | ql33 | 1 | 35.8722 | 0.5658 | Macro 900 3 sectors |  | 900M_S222@GSM_S111@LTE | Directional (A704516R0v06) | 12 | 16 | RT | YES | 1 site->1 villages(2811) | 17 | 126.5 | 62.7 | 121
Lot n°160_2812 | Lot N°160 | Lot N°160 (19 Localités) | HUAWEI | Huawei | Relizane | Sidi Khettab | El Djelalta | Huawei | 35.85 | 0.56557 | 140 |  | New | site10209 | 1 | 35.8501 | 0.56673 | RuralStar |  | RuralStar 900M_O2@GSM_O1@LTE | OMNI( A70VP1100v06) | 12 | 16 | RT | YES | 1 site->1 villages(2812) | 0 |  |  | 105
Lot n°160_2813 | Lot N°160 | Lot N°160 (19 Localités) | HUAWEI | Huawei | Relizane | Sidi Khettab | El Aouachich | Huawei | 35.9077 | 0.62857 | 816 |  | New | site10171 | 1 | 35.9077 | 0.62857 | Macro 2100 3 sectors |  | 2100M_S111@UMTS_S111@LTE | Directional (A264518R0v06) | 6 | 10 | RT | YES | 1 site->1 villages(2813) | 63.4 | 153.4 | 315 | 0
Lot n°160_2815 | Lot N°160 | Lot N°160 (19 Localités) | HUAWEI | Huawei | Relizane | Sidi Lazreg | Maâziz | Huawei | 35.6436 | 0.7488 | 66 |  | New | site10173 | 1 | 35.6435 | 0.74879 | RuralStar |  | RuralStar 900M_O2@GSM_O1@LTE | OMNI( A70VP1100v06) | 6 | 10 | RT | YES | 1 site->1 villages(2815) | 0 |  |  | 14
Lot n°160_2818 | Lot N°160 | Lot N°160 (19 Localités) | HUAWEI | Huawei | Relizane | Sidi M'hamed Ben Aouda | Masmoud | Huawei | 35.5058 | 0.65115 | 1300 |  | New | site10174 | 1 | 35.5075 | 0.65251 | Macro 2100 3 sectors |  | 2100M_S111@UMTS_S111@LTE | Directional (A264518R0v06) | 6 | 10 | RT | YES | 1 site->1 villages(2818) | 284.6 | 137.6 | 214.2 | 219
Lot n°161_2820 | Lot N°161 | Lot N°161 (18 Localités) | HUAWEI | Huawei | Relizane | Aïn Rahma | Garbossa | Huawei | 35.6831 | 0.36853 | 673 |  | New | site10177 | 2 | 35.6721 | 0.38932 | Macro 900 3 sectors |  | 900M_S222@GSM_S111@LTE | Directional (A704516R0v06) | 24 | 22 | GF | YES | 1 site->2 villages(2820/2826) | 303.1 | 122.6 | 212.9 | 2240
Lot n°161_2821 | Lot N°161 | Lot N°161 (18 Localités) | HUAWEI | Huawei | Relizane | Aïn Rahma | Felitasse | Huawei | 35.5929 | 0.43834 | 748 |  | New | site10176 | 1 | 35.5917 | 0.43828 | Macro 2100 3 sectors |  | 2100M_S111@UMTS_S111@LTE | Directional (A264518R0v06) | 30 | 28 | GF | YES | 1 site->1 villages(2821) | 24.4 | 74.4 | 325.1 | 135
Lot n°161_2822 | Lot N°161 | Lot N°161 (18 Localités) | HUAWEI | Huawei | Relizane | Aïn Rahma | Ouled Embarek | Huawei | 35.6282 | 0.42023 | 521 |  | New | ql32 | 1 | 35.6285 | 0.41916 | RuralLink |  | RuralLink 900M_O2@GSM_S111@LTE | Directional (A704515S0v06) | 12 | 16 | RT | YES | 1 site->1 villages(2822) | 116.6 | 236.6 | 356.6 | 104
Lot n°161_2826 | Lot N°161 | Lot N°161 (18 Localités) | HUAWEI | Huawei | Relizane | Aïn Rahma | Melalha | Huawei | 35.6707 | 0.39208 | 368 |  | New | site10177 | 2 | 35.6721 | 0.38932 | Macro 900 3 sectors |  | 900M_S222@GSM_S111@LTE | Directional (A704516R0v06) | 24 | 22 | GF | YES | 1 site->2 villages(2820/2826) | 303.1 | 122.6 | 212.9 | 296
Lot n°161_2828 | Lot N°161 | Lot N°161 (18 Localités) | HUAWEI | Huawei | Relizane | Ammi Moussa | Ouled Hamadi | Huawei | 35.8246 | 1.0226 | 205 |  | New | site10042 | 4 | 35.8212 | 1.0291 | Macro 900 3 sectors |  | 900M_S222@GSM_S111@LTE | Directional (A704516R0v06) | 12 | 16 | RT | YES | 1 site->4 villages(2804/2828/2829/2830) | 302.6 | 28.6 | 74.6 | 697
Lot n°161_2829 | Lot N°161 | Lot N°161 (18 Localités) | HUAWEI | Huawei | Relizane | Ammi Moussa | Ouled Tayeb | Huawei | 35.8226 | 1.0205 | 201 |  | New | site10042 | 4 | 35.8212 | 1.0291 | Macro 900 3 sectors |  | 900M_S222@GSM_S111@LTE | Directional (A704516R0v06) | 12 | 16 | RT | YES | 1 site->4 villages(2804/2828/2829/2830) | 302.6 | 28.6 | 74.6 | 792
Lot n°161_2830 | Lot N°161 | Lot N°161 (18 Localités) | HUAWEI | Huawei | Relizane | Ammi Moussa | El Saâyed | Huawei | 35.8228 | 1.0359 | 224 |  | New | site10042 | 4 | 35.8212 | 1.0291 | Macro 900 3 sectors |  | 900M_S222@GSM_S111@LTE | Directional (A704516R0v06) | 12 | 16 | RT | YES | 1 site->4 villages(2804/2828/2829/2830) | 302.6 | 28.6 | 74.6 | 634
Lot n°161_2831 | Lot N°161 | Lot N°161 (18 Localités) | HUAWEI | Huawei | Relizane | Ammi Moussa | Sidi Ahamr El Ain | Huawei | 35.8452 | 1.0831 | 76 |  | New | site10179 | 1 | 35.845 | 1.0836 | RuralStar |  | RuralStar 900M_O2@GSM_O1@LTE | OMNI( A70VP1100v06) | 6 | 10 | RT | YES | 1 site->1 villages(2831) | 0 |  |  | 54
Lot n°161_2832 | Lot N°161 | Lot N°161 (18 Localités) | HUAWEI | Huawei | Relizane | Belaassel Bouzegza | Douar Bennaga | Huawei | 35.8064 | 0.44472 | 450 |  | New | site10051 | 2 | 35.8177 | 0.45089 | Macro 900 3 sectors |  | 900M_S222@GSM_S111@LTE | Directional (A704516R0v06) | 30 | 28 | GF | YES | 1 site->2 villages(2832/2833) | 308.1 | 52.4 | 203.8 | 1380
Lot n°161_2833 | Lot N°161 | Lot N°161 (18 Localités) | HUAWEI | Huawei | Relizane | Belaassel Bouzegza | Douar El Djaâdnia | Huawei | 35.8292 | 0.46917 | 191 |  | New | site10051 | 2 | 35.8177 | 0.45089 | Macro 900 3 sectors |  | 900M_S222@GSM_S111@LTE | Directional (A704516R0v06) | 30 | 28 | GF | YES | 1 site->2 villages(2832/2833) | 308.1 | 52.4 | 203.8 | 2080
Lot n°32_0544 | Lot N°32 | Lot N°32(20 Localités) | HUAWEI | Nokia | Bouira | Dechmia | Zaaroura | Djezzy | 36.1046 | 3.5527 | 150 |  | New | yh_0544_rf | 1 | 36.102 | 3.5583 | RuralStar |  | RuralStar 900M_O2@GSM_O1@LTE | OMNI( A70VP1100v06) | 12 | 16 | RT | YES | 1 site->1 villages(0544) | 0 |  |  | 579
Lot n°32_0545 | Lot N°32 | Lot N°32(20 Localités) | HUAWEI | Nokia | Bouira | Dechmia | El Guettar | Djezzy | 36.1243 | 3.5137 | 350 |  | New | lyhR4_902299_P350 | 2 | 36.1282 | 3.5248 | Macro 900 3 sectors |  | 900M_S222@GSM_S111@LTE | Directional (A704516R0v06) | 24 | 22 | GF | YES | 1 site->2 villages(0545/0551) | 338.7 | 112.8 | 246.9 | 1093
Lot n°32_0546 | Lot N°32 | Lot N°32(20 Localités) | HUAWEI | Nokia | Bouira | Dechmia | Ouled Feltane | Djezzy | 36.0948 | 3.5436 | 550 |  | New | lyhR4_900413_P1180 | 1 | 36.091 | 3.5425 | RuralLink |  | RuralLink 900M_O2@GSM_S111@LTE | Directional (A704515S0v06) | 12 | 16 | RT | YES | 1 site->1 villages(0546) | 83.7 | 203.7 | 323.7 | 433
Lot n°32_0547 | Lot N°32 | Lot N°32(20 Localités) | HUAWEI | Nokia | Bouira | Dechmia | Ouled Ykhlef | Djezzy | 36.1818 | 3.6368 | 350 |  | New | yh_0547_rf | 1 | 36.1876 | 3.6439 | RuralLink |  | RuralLink 900M_O2@GSM_S111@LTE | Directional (A704515S0v06) | 12 | 16 | RT | YES | 1 site->1 villages(0547) | 16.1 | 136.1 | 256.1 | 907
Lot n°32_0548 | Lot N°32 | Lot N°32(20 Localités) | HUAWEI | Nokia | Bouira | Dechmia | El Hieb | Djezzy | 36.1395 | 3.5514 | 250 |  | New | ql25 | 1 | 36.1381 | 3.5518 | RuralLink |  | RuralLink 900M_O2@GSM_S111@LTE | Directional (A704515S0v06) | 12 | 16 | RT | YES | 1 site->1 villages(0548) | 100.2 | 220.2 | 340.2 | 165
Lot n°32_0549 | Lot N°32 | Lot N°32(20 Localités) | HUAWEI | Nokia | Bouira | Dechmia | EL Mardja Touila | Djezzy | 36.1437 | 3.6111 | 450 |  | New | yh_0549_rf | 1 | 36.1455 | 3.6111 | RuralLink |  | RuralLink 900M_O2@GSM_S111@LTE | Directional (A704515S0v06) | 12 | 16 | RT | YES | 1 site->1 villages(0549) | 57.7 | 177.7 | 297.7 | 203
Lot n°32_0550 | Lot N°32 | Lot N°32(20 Localités) | HUAWEI | Nokia | Bouira | Dechmia | Magrounette | Djezzy | 36.1577 | 3.6013 | 450 |  | New | yh_0550_rf | 1 | 36.1565 | 3.5969 | RuralLink |  | RuralLink 900M_O2@GSM_S111@LTE | Directional (A704515S0v06) | 12 | 16 | RT | YES | 1 site->1 villages(0550) | 27.5 | 147.5 | 267.5 | 418
Lot n°32_0551 | Lot N°32 | Lot N°32(20 Localités) | HUAWEI | Nokia | Bouira | Dechmia | Bougaoudene Besbaa | Djezzy | 36.1398 | 3.5192 | 400 |  | New | lyhR4_902299_P350 | 2 | 36.1282 | 3.5248 | Macro 900 3 sectors |  | 900M_S222@GSM_S111@LTE | Directional (A704516R0v06) | 24 | 22 | GF | YES | 1 site->2 villages(0545/0551) | 338.7 | 112.8 | 246.9 | 1384
Lot n°32_0552 | Lot N°32 | Lot N°32(20 Localités) | HUAWEI | Nokia | Bouira | Dechmia | Draa Labiadh | Djezzy | 36.1085 | 3.6102 | 400 |  | New | yh_0552_rf | 1 | 36.1056 | 3.6069 | RuralLink |  | RuralLink 900M_O2@GSM_S111@LTE | Directional (A704515S0v06) | 12 | 16 | RT | YES | 1 site->1 villages(0552) | 112 | 232 | 352 | 442
Lot n°32_0553 | Lot N°32 | Lot N°32(20 Localités) | HUAWEI | Nokia | Bouira | Hadjera Zerga | Village Zaouia Belamouri | Djezzy | 35.9184 | 3.7729 | 530 |  | New | lyhR4_900418_P880 | 2 | 35.9175 | 3.7723 | Macro 900 3 sectors |  | 900M_S222@GSM_S111@LTE | Directional (A704516R0v06) | 24 | 22 | GF | YES | 1 site->2 villages(0553/0555) | 174.9 | 281.1 | 27.3 | 114
Lot n°32_0554 | Lot N°32 | Lot N°32(20 Localités) | HUAWEI | Nokia | Bouira | Hadjera Zerga | Dhrabnia | Djezzy | 35.8979 | 3.8117 | 500 |  | New | yh_0554_0561_0559_gf - 0561 & 0559 Same GPS | 1 | 35.8981 | 3.8123 | RuralLink |  | RuralLink 900M_O2@GSM_S111@LTE | Directional (A704515S0v06) | 30 | 28 | GF | YES | 1 site->1 villages(0554) | 8 | 128 | 248 | 61
Lot n°32_0555 | Lot N°32 | Lot N°32(20 Localités) | HUAWEI | Nokia | Bouira | Hadjera Zerga | Village EL Rfissa | Djezzy | 35.9003 | 3.7742 | 1277 |  | New | lyhR4_900418_P880 | 2 | 35.9175 | 3.7723 | Macro 900 3 sectors |  | 900M_S222@GSM_S111@LTE | Directional (A704516R0v06) | 24 | 22 | GF | YES | 1 site->2 villages(0553/0555) | 174.9 | 281.1 | 27.3 | 1923
Lot n°32_0556 | Lot N°32 | Lot N°32(20 Localités) | HUAWEI | Nokia | Bouira | Hadjera Zerga | Ouled Makhlouf | Djezzy | 35.9624 | 3.8702 | 235 |  | New | yh_0556_rf | 1 | 35.9629 | 3.8703 | RuralStar |  | RuralStar 900M_O2@GSM_O1@LTE | OMNI( A70VP1100v06) | 12 | 16 | RT | YES | 1 site->1 villages(0556) | 0 |  |  | 62
Lot n°32_0557 | Lot N°32 | Lot N°32(20 Localités) | HUAWEI | Nokia | Bouira | Hadjera Zerga | El Hammam | Djezzy | 35.9688 | 3.8373 | 160 |  | New | yh_0557_rf | 1 | 35.9687 | 3.8353 | RuralStar |  | RuralStar 900M_O2@GSM_O1@LTE | OMNI( A70VP1100v06) | 12 | 16 | RT | YES | 1 site->1 villages(0557) | 0 |  |  | 181
Lot n°32_0558 | Lot N°32 | Lot N°32(20 Localités) | HUAWEI | Nokia | Bouira | Hadjera Zerga | El Amir Abdelkader | Djezzy | 35.9256 | 3.8548 | 200 |  | New | yh_0563_0558_0562_gf | 3 | 35.9413 | 3.8503 | Macro 900 3 sectors |  | 900M_S222@GSM_S111@LTE | Directional (A704516R0v06) | 30 | 28 | GF | YES | 1 site->3 villages(0558/0562/0563) | 41.1 | 166.8 | 275.3 | 1794
Lot n°32_0559 | Lot N°32 | Lot N°32(20 Localités) | HUAWEI | Nokia | Bouira | Hadjera Zerga | Fermme Atoui | Djezzy | 35.901 | 3.8458 | 100 |  | New | CORR_0559_900_RF | 1 | 35.9052 | 3.8473 | RuralStar |  | RuralStar 900M_O2@GSM_O1@LTE | OMNI( A70VP1100v06) | 12 | 16 | RT | YES | 1 site->1 villages(0559) | 0 |  |  | 489
Lot n°32_0560 | Lot N°32 | Lot N°32(20 Localités) | HUAWEI | Nokia | Bouira | Hadjera Zerga | Daira Et Triricha | Djezzy | 35.9314 | 3.8045 | 350 |  | New | yh_0560_rf | 1 | 35.931 | 3.804 | RuralLink |  | RuralLink 900M_O2@GSM_S111@LTE | Directional (A704515S0v06) | 12 | 16 | RT | YES | 1 site->1 villages(0560) | 104.9 | 224.9 | 344.9 | 59
Lot n°32_0561 | Lot N°32 | Lot N°32(20 Localités) | HUAWEI | Nokia | Bouira | Hadjera Zerga | Oued Boubaidha | Djezzy | 35.8552 | 3.8428 | 75 |  | New | CORR_0561_900_RF | 1 | 35.8502 | 3.841 | RuralStar |  | RuralStar 900M_O2@GSM_O1@LTE | OMNI( A70VP1100v06) | 12 | 16 | RT | YES | 1 site->1 villages(0561) | 0 |  |  | 580
Lot n°32_0562 | Lot N°32 | Lot N°32(20 Localités) | HUAWEI | Nokia | Bouira | Hadjera Zerga | EL Touifza | Djezzy | 35.9254 | 3.869 | 80 |  | New | yh_0563_0558_0562_gf | 3 | 35.9413 | 3.8503 | Macro 900 3 sectors |  | 900M_S222@GSM_S111@LTE | Directional (A704516R0v06) | 30 | 28 | GF | YES | 1 site->3 villages(0558/0562/0563) | 41.1 | 166.8 | 275.3 | 2446
Lot n°32_0563 | Lot N°32 | Lot N°32(20 Localités) | HUAWEI | Nokia | Bouira | Hadjera Zerga | EL Sakoum | Djezzy | 35.9423 | 3.8374 | 70 |  | New | yh_0563_0558_0562_gf | 3 | 35.9413 | 3.8503 | Macro 900 3 sectors |  | 900M_S222@GSM_S111@LTE | Directional (A704516R0v06) | 30 | 28 | GF | YES | 1 site->3 villages(0558/0562/0563) | 41.1 | 166.8 | 275.3 | 1169
Lot n°38_0662 | Lot N°38 | Lot N°38(19 Localités) | HUAWEI | Nokia | Bouira | El Khebouzia | EL Zenaiguia | Djezzy | 36.3218 | 3.6336 | 70 |  | New | lyhR4_900097_P70 | 1 | 36.3258 | 3.6372 | RuralStar |  | RuralStar 900M_O2@GSM_O1@LTE | OMNI( A70VP1100v06) | 12 | 16 | RT | YES | 1 site->1 villages(0662) | 0 |  |  | 545
Lot n°38_0663 | Lot N°38 | Lot N°38(19 Localités) | HUAWEI | Nokia | Bouira | El Mokrani | Maarouf | Djezzy | 36.4128 | 3.5989 | 100 |  | New | site3003 | 4 | 36.4052 | 3.6082 | Macro 900 3 sectors |  | 900M_S222@GSM_S111@LTE | Directional (A704516R0v06) | 30 | 28 | GF | YES | 1 site->4 villages(0575/0663/0664/0669) | 315.6 | 189.6 | 267.1 | 1187
Lot n°38_0664 | Lot N°38 | Lot N°38(19 Localités) | HUAWEI | Nokia | Bouira | El Mokrani | Ouled El Hadj | Djezzy | 36.4061 | 3.5927 | 100 |  | New | site3003 | 4 | 36.4052 | 3.6082 | Macro 900 3 sectors |  | 900M_S222@GSM_S111@LTE | Directional (A704516R0v06) | 30 | 28 | GF | YES | 1 site->4 villages(0575/0663/0664/0669) | 315.6 | 189.6 | 267.1 | 1389
Lot n°38_0665 | Lot N°38 | Lot N°38(19 Localités) | HUAWEI | Nokia | Bouira | El Mokrani | EL Zaouia | Djezzy | 36.4558 | 3.6218 | 100 |  | New | lyhR4_902321_P100 | 1 | 36.4555 | 3.6224 | RuralStar |  | RuralStar 900M_O2@GSM_O1@LTE | OMNI( A70VP1100v06) | 12 | 16 | RT | YES | 1 site->1 villages(0665) | 0 |  |  | 62
Lot n°38_0666 | Lot N°38 | Lot N°38(19 Localités) | HUAWEI | Nokia | Bouira | El Mokrani | EL Raouraoua | Djezzy | 36.4116 | 3.6185 | 150 |  | New | yh_0666_rf | 1 | 36.4127 | 3.6276 | RuralStar |  | RuralStar 900M_O2@GSM_O1@LTE | OMNI( A70VP1100v06) | 12 | 16 | RT | YES | 1 site->1 villages(0666) | 0 |  |  | 820
Lot n°38_0667 | Lot N°38 | Lot N°38(19 Localités) | HUAWEI | Nokia | Bouira | El Mokrani | Talahlou | Djezzy | 36.4272 | 3.5889 | 450 |  | New | yh_0667_rf | 1 | 36.4271 | 3.5876 | RuralLink |  | RuralLink 900M_O2@GSM_S111@LTE | Directional (A704515S0v06) | 12 | 16 | RT | YES | 1 site->1 villages(0667) | 89.4 | 209.4 | 329.4 | 112
Lot n°38_0668 | Lot N°38 | Lot N°38(19 Localités) | HUAWEI | Nokia | Bouira | El Mokrani | Ouled El Arbi | Djezzy | 36.4123 | 3.5675 | 69 |  | New | yh_0668_rf - No Village | 1 | 36.412 | 3.567 | RuralStar |  | RuralStar 900M_O2@GSM_O1@LTE | OMNI( A70VP1100v06) | 12 | 16 | RT | YES | 1 site->1 villages(0668) | 0 |  |  | 57
Lot n°38_0669 | Lot N°38 | Lot N°38(19 Localités) | HUAWEI | Nokia | Bouira | El Mokrani | Ouled Yahia | Djezzy | 36.4043 | 3.5869 | 91 |  | New | site3003 | 4 | 36.4052 | 3.6082 | Macro 900 3 sectors |  | 900M_S222@GSM_S111@LTE | Directional (A704516R0v06) | 30 | 28 | GF | YES | 1 site->4 villages(0575/0663/0664/0669) | 315.6 | 189.6 | 267.1 | 1906
Lot n°38_0670 | Lot N°38 | Lot N°38(19 Localités) | HUAWEI | Nokia | Bouira | Guerrouma | Tifires | Djezzy | 36.4861 | 3.4521 | 350 |  | New | yh_0670_rf | 1 | 36.4812 | 3.4468 | RuralLink |  | RuralLink 900M_O2@GSM_S111@LTE | Directional (A704515S0v06) | 12 | 16 | RT | YES | 1 site->1 villages(0670) | 23.7 | 143.7 | 263.7 | 718
Lot n°38_0671 | Lot N°38 | Lot N°38(19 Localités) | HUAWEI | Nokia | Bouira | Guerrouma | Babour | Djezzy | 36.509 | 3.4718 | 200 |  | New | yh_0671_rf | 1 | 36.5073 | 3.4739 | RuralStar |  | RuralStar 900M_O2@GSM_O1@LTE | OMNI( A70VP1100v06) | 12 | 16 | RT | YES | 1 site->1 villages(0671) | 0 |  |  | 260
Lot n°38_0672 | Lot N°38 | Lot N°38(19 Localités) | HUAWEI | Nokia | Bouira | Guerrouma | Village Ouled Aissa | Djezzy | 36.459 | 3.3679 | 540 |  | New | lyhR4_900026_P540 | 1 | 36.4607 | 3.3646 | RuralLink |  | RuralLink 900M_O2@GSM_S111@LTE | Directional (A704515S0v06) | 12 | 16 | RT | YES | 1 site->1 villages(0672) | 13.3 | 133.3 | 253.3 | 351
Lot n°38_0673 | Lot N°38 | Lot N°38(19 Localités) | HUAWEI | Nokia | Bouira | Guerrouma | Village Taracht | Djezzy | 36.4497 | 3.4428 | 346 |  | New | lyhR4_902290_P346 | 1 | 36.4483 | 3.4356 | RuralLink |  | RuralLink 900M_O2@GSM_S111@LTE | Directional (A704515S0v06) | 12 | 16 | RT | YES | 1 site->1 villages(0673) | 45.5 | 165.5 | 285.5 | 663
Lot n°38_0674 | Lot N°38 | Lot N°38(19 Localités) | HUAWEI | Nokia | Bouira | Kadiria | Village Ouled Aissa | Djezzy | 36.5361 | 3.6286 | 260 |  | New | lyh6744 | 1 | 36.5356 | 3.6283 | RuralLink |  | RuralLink 900M_O2@GSM_S111@LTE | Directional (A704515S0v06) | 12 | 16 | RT | YES | 1 site->1 villages(0674) | 11.6 | 131.6 | 251.6 | 65
Lot n°38_0676 | Lot N°38 | Lot N°38(19 Localités) | HUAWEI | Nokia | Bouira | Kadiria | Village Beni Maanede | Djezzy | 36.5133 | 3.6725 | 620 |  | New | yh_0676_rf | 1 | 36.5168 | 3.6723 | Macro 900 3 sectors |  | 900M_S222@GSM_S111@LTE | Directional (A704516R0v06) | 12 | 16 | RT | YES | 1 site->1 villages(0676) | 117.2 | 176.7 | 239.9 | 390
Lot n°38_0677 | Lot N°38 | Lot N°38(19 Localités) | HUAWEI | Nokia | Bouira | Kadiria | Village Ouled Laalam | Djezzy | 36.5222 | 3.6485 | 745 |  | New | lyhR4_900462_P745 | 1 | 36.5158 | 3.6414 | Macro 2100 3 sectors |  | 2100M_S111@UMTS_S111@LTE | Directional (A264518R0v06) | 30 | 28 | GF | YES | 1 site->1 villages(0677) | 354.7 | 55.1 | 304.3 | 951
Lot n°38_0678 | Lot N°38 | Lot N°38(19 Localités) | HUAWEI | Nokia | Bouira | Kadiria | Village Ain Oualbane | Djezzy | 36.4766 | 3.6782 | 446 |  | New | site3011 | 3 | 36.4759 | 3.654 | Macro 900 3 sectors |  | 900M_S222@GSM_S111@LTE | Directional (A704516R0v06) | 30 | 28 | GF | YES | 1 site->3 villages(0678/0679/0680) | 314.9 | 80.4 | 189.3 | 2169
Lot n°38_0679 | Lot N°38 | Lot N°38(19 Localités) | HUAWEI | Nokia | Bouira | Kadiria | Village Oualbane EL Olia | Djezzy | 36.477 | 3.6623 | 475 |  | New | site3011 | 3 | 36.4759 | 3.654 | Macro 900 3 sectors |  | 900M_S222@GSM_S111@LTE | Directional (A704516R0v06) | 30 | 28 | GF | YES | 1 site->3 villages(0678/0679/0680) | 314.9 | 80.4 | 189.3 | 751
Lot n°38_0680 | Lot N°38 | Lot N°38(19 Localités) | HUAWEI | Nokia | Bouira | Kadiria | Village Ouled EL Abed | Djezzy | 36.4743 | 3.6537 | 200 |  | New | site3011 | 3 | 36.4759 | 3.654 | Macro 900 3 sectors |  | 900M_S222@GSM_S111@LTE | Directional (A704516R0v06) | 30 | 28 | GF | YES | 1 site->3 villages(0678/0679/0680) | 314.9 | 80.4 | 189.3 | 174
Lot n°69_1195 | Lot N°69 | Lot N°69(19 Localités) | HUAWEI | Nokia | Jijel | Ouled Yahia Khadrouch | Mechta El Kiaila | Djezzy | 36.6717 | 6.218 | 692 |  | New | yh_1195_1197_rf | 2 | 36.6675 | 6.2263 | Macro 900 3 sectors |  | 900M_S222@GSM_S111@LTE | Directional (A704516R0v06) | 9 | 13 | RT | YES | 1 site->2 villages(1195/1197) | 32.1 | 167 | 302 | 872
Lot n°69_1196 | Lot N°69 | Lot N°69(19 Localités) | HUAWEI | Nokia | Jijel | Ouled Yahia Khadrouch | Beni Mimoune | Djezzy | 36.6771 | 6.1377 | 1863 |  | New | yh_1196_gf | 1 | 36.67 | 6.1357 | Macro 2100 3 sectors |  | 2100M_S111@UMTS_S111@LTE | Directional (A264518R0v06) | 30 | 28 | GF | YES | 1 site->1 villages(1196) | 2.7 | 94.2 | 307.9 | 806
Lot n°69_1197 | Lot N°69 | Lot N°69(19 Localités) | HUAWEI | Nokia | Jijel | Ouled Yahia Khadrouch | Aydel | Djezzy | 36.6779 | 6.2344 | 650 |  | New | yh_1195_1197_rf | 2 | 36.6675 | 6.2263 | Macro 900 3 sectors |  | 900M_S222@GSM_S111@LTE | Directional (A704516R0v06) | 9 | 13 | RT | YES | 1 site->2 villages(1195/1197) | 32.1 | 167 | 302 | 1360
Lot n°69_1198 | Lot N°69 | Lot N°69(19 Localités) | HUAWEI | Nokia | Jijel | Ouled Yahia Khadrouch | Ayenane | Djezzy | 36.6977 | 6.1811 | 1242 |  | New | yh_1201_rf | 2 | 36.6856 | 6.1712 | Macro 900 3 sectors |  | 900M_S222@GSM_S111@LTE | Directional (A704516R0v06) | 24 | 22 | GF | YES | 1 site->2 villages(1198/1201) | 17.9 | 137.9 | 257.9 | 1614
Lot n°69_1199 | Lot N°69 | Lot N°69(19 Localités) | HUAWEI | Nokia | Jijel | Ouled Yahia Khadrouch | Mesaika | Djezzy | 36.6865 | 6.2068 | 1594 |  | New | yh_1199_1200_rf | 2 | 36.6813 | 6.1925 | Macro 900 3 sectors |  | 900M_S222@GSM_S111@LTE | Directional (A704516R0v06) | 9 | 13 | RT | YES | 1 site->2 villages(1199/1200) | 38.8 | 158.8 | 278.8 | 1404
Lot n°69_1200 | Lot N°69 | Lot N°69(19 Localités) | HUAWEI | Nokia | Jijel | Ouled Yahia Khadrouch | Bouakba | Djezzy | 36.6826 | 6.1938 | 300 |  | New | yh_1199_1200_rf | 2 | 36.6813 | 6.1925 | Macro 900 3 sectors |  | 900M_S222@GSM_S111@LTE | Directional (A704516R0v06) | 9 | 13 | RT | YES | 1 site->2 villages(1199/1200) | 38.8 | 158.8 | 278.8 | 191
Lot n°69_1201 | Lot N°69 | Lot N°69(19 Localités) | HUAWEI | Nokia | Jijel | Ouled Yahia Khadrouch | Boulaaba | Djezzy | 36.6878 | 6.1721 | 250 |  | New | yh_1201_rf | 2 | 36.6856 | 6.1712 | Macro 900 3 sectors |  | 900M_S222@GSM_S111@LTE | Directional (A704516R0v06) | 24 | 22 | GF | YES | 1 site->2 villages(1198/1201) | 17.9 | 137.9 | 257.9 | 261
Lot n°69_1202 | Lot N°69 | Lot N°69(19 Localités) | HUAWEI | Nokia | Jijel | Selma Benziada | Aghedou | Djezzy | 36.6156 | 5.6171 | 140 |  | New | lyhR4_900520_P140 | 1 | 36.614 | 5.6195 | RuralStar |  | RuralStar 900M_O2@GSM_O1@LTE | OMNI( A70VP1100v06) | 30 | 28 | GF | YES | 1 site->1 villages(1202) | 0 |  |  | 276
Lot n°69_1203 | Lot N°69 | Lot N°69(19 Localités) | HUAWEI | Nokia | Jijel | Selma Benziada | Afernou | Djezzy | 36.6309 | 5.5701 | 100 |  | New | lyhR4_900519_P350 | 2 | 36.6306 | 5.5671 | Macro 900 3 sectors |  | 900M_S222@GSM_S111@LTE | Directional (A704516R0v06) | 12 | 16 | RT | YES | 1 site->2 villages(1203/1209) | 314.9 | 83.5 | 199.2 | 267
Lot n°69_1204 | Lot N°69 | Lot N°69(19 Localités) | HUAWEI | Nokia | Jijel | Selma Benziada | Ennechma | Djezzy | 36.6781 | 5.5855 | 100 |  | New | lyhR4_901976_P100 | 1 | 36.6744 | 5.5879 | RuralStar |  | RuralStar 900M_O2@GSM_O1@LTE | OMNI( A70VP1100v06) | 12 | 16 | RT | YES | 1 site->1 villages(1204) | 0 |  |  | 463
Lot n°69_1205 | Lot N°69 | Lot N°69(19 Localités) | HUAWEI | Nokia | Jijel | Ziamma Mansouriah | Ait Achour | Djezzy | 36.6399 | 5.4981 | 150 |  | New | lyh_R4_901961_P600 | 3 | 36.6389 | 5.5066 | Macro 900 3 sectors |  | 900M_S222@GSM_S111@LTE | Directional (A704516R0v06) | 30 | 28 | GF | YES | 1 site->3 villages(1205/1207/1208) | 23.1 | 108 | 278.3 | 763
Lot n°69_1206 | Lot N°69 | Lot N°69(19 Localités) | HUAWEI | Nokia | Jijel | Ziamma Mansouriah | Ait Saadallah | Djezzy | 36.6579 | 5.4836 | 550 |  | New | lyh69_1206 | 1 | 36.6549 | 5.4868 | RuralLink |  | RuralLink 900M_O2@GSM_S111@LTE | Directional (A704515S0v06) | 12 | 16 | RT | YES | 1 site->1 villages(1206) | 0.4 | 120.4 | 240.4 | 444
Lot n°69_1207 | Lot N°69 | Lot N°69(19 Localités) | HUAWEI | Nokia | Jijel | Ziamma Mansouriah | Tabirt | Djezzy | 36.6449 | 5.5098 | 400 |  | New | lyh_R4_901961_P600 | 3 | 36.6389 | 5.5066 | Macro 900 3 sectors |  | 900M_S222@GSM_S111@LTE | Directional (A704516R0v06) | 30 | 28 | GF | YES | 1 site->3 villages(1205/1207/1208) | 23.1 | 108 | 278.3 | 721
Lot n°69_1208 | Lot N°69 | Lot N°69(19 Localités) | HUAWEI | Nokia | Jijel | Ziamma Mansouriah | El Sahel | Djezzy | 36.6324 | 5.5313 | 200 |  | New | lyh_R4_901961_P600 | 3 | 36.6389 | 5.5066 | Macro 900 3 sectors |  | 900M_S222@GSM_S111@LTE | Directional (A704516R0v06) | 30 | 28 | GF | YES | 1 site->3 villages(1205/1207/1208) | 23.1 | 108 | 278.3 | 2322
Lot n°69_1209 | Lot N°69 | Lot N°69(19 Localités) | HUAWEI | Nokia | Jijel | Ziamma Mansouriah | El Hamma | Djezzy | 36.6456 | 5.5483 | 150 |  | New | lyhR4_900519_P350 | 2 | 36.6306 | 5.5671 | Macro 900 3 sectors |  | 900M_S222@GSM_S111@LTE | Directional (A704516R0v06) | 12 | 16 | RT | YES | 1 site->2 villages(1203/1209) | 314.9 | 83.5 | 199.2 | 2362
Lot n°69_1210 | Lot N°69 | Lot N°69(19 Localités) | HUAWEI | Nokia | Jijel | Ziamma Mansouriah | Bir Ghzala | Djezzy | 36.6147 | 5.5079 | 100 |  | New | lyhR4_901977_P100 | 1 | 36.6145 | 5.51 | RuralStar |  | RuralStar 900M_O2@GSM_O1@LTE | OMNI( A70VP1100v06) | 12 | 16 | RT | YES | 1 site->1 villages(1210) | 0 |  |  | 183
Lot n°69_1211 | Lot N°69 | Lot N°69(19 Localités) | HUAWEI | Nokia | Jijel | Ziamma Mansouriah | Ait Ali | Djezzy | 36.6166 | 5.4787 | 200 |  | New | ly69_1211 | 1 | 36.611 | 5.4837 | RuralStar |  | RuralStar 900M_O2@GSM_O1@LTE | OMNI( A70VP1100v06) | 12 | 16 | RT | YES | 1 site->1 villages(1211) | 0 |  |  | 773
Lot n°69_1212 | Lot N°69 | Lot N°69(19 Localités) | HUAWEI | Nokia | Jijel | Ziamma Mansouriah | Beni Aissa | Djezzy | 36.6883 | 5.5392 | 800 |  | New | lyhR4_900518_P100011 | 1 | 36.6884 | 5.5439 | Macro 2100 3 sectors |  | 2100M_S111@UMTS_S111@LTE | Directional (A264518R0v06) | 12 | 16 | RT | YES | 1 site->1 villages(1212) | 277.6 | 116.4 | 195.5 | 418
Lot n°69_1213 | Lot N°69 | Lot N°69(19 Localités) | HUAWEI | Nokia | Jijel | Ziamma Mansouriah | Tizraren | Djezzy | 36.682 | 5.5179 | 200 |  | New | lyhR4_900518_P1000 | 1 | 36.6835 | 5.5186 | RuralStar |  | RuralStar 900M_O2@GSM_O1@LTE | OMNI( A70VP1100v06) | 12 | 16 | RT | YES | 1 site->1 villages(1213) | 0 |  |  | 174
Lot n°77_1353 | Lot N°77 | Lot N°77(20localités) | HUAWEI | Nokia | Sétif | Draa Kebila | Tizi Oughled | Djezzy | 36.4381 | 5.0358 | 1200 |  | New | yh_1353_rf | 1 | 36.4382 | 5.0365 | Macro 2100 3 sectors |  | 2100M_S111@UMTS_S111@LTE | Directional (A264518R0v06) | 6 | 10 | RT | YES | 1 site->1 villages(1353) | 320.8 | 46.1 | 263.3 | 63
Lot n°77_1354 | Lot N°77 | Lot N°77(20localités) | HUAWEI | Nokia | Sétif | Draa Kebila | Tazouguert | Djezzy | 36.4186 | 5.0113 | 600 |  | New | yh_1354_rf | 1 | 36.4193 | 5.0115 | Macro 900 3 sectors |  | 900M_S222@GSM_S111@LTE | Directional (A704516R0v06) | 6 | 10 | RT | YES | 1 site->1 villages(1354) | 340.3 | 224 | 289.7 | 77
Lot n°77_1355 | Lot N°77 | Lot N°77(20localités) | HUAWEI | Nokia | Sétif | Draa Kebila | Ouled Kebila | Djezzy | 36.4397 | 5.0214 | 1180 |  | New | yh_1355_1356_rf | 2 | 36.444 | 5.0172 | Macro 900 3 sectors |  | 900M_S222@GSM_S111@LTE | Directional (A704516R0v06) | 9 | 13 | RT | YES | 1 site->2 villages(1355/1356) | 32.7 | 152.7 | 272.7 | 606
Lot n°77_1356 | Lot N°77 | Lot N°77(20localités) | HUAWEI | Nokia | Sétif | Draa Kebila | Ouled Chiba | Djezzy | 36.4436 | 5.0175 | 400 |  | New | yh_1355_1356_rf | 2 | 36.444 | 5.0172 | Macro 900 3 sectors |  | 900M_S222@GSM_S111@LTE | Directional (A704516R0v06) | 9 | 13 | RT | YES | 1 site->2 villages(1355/1356) | 32.7 | 152.7 | 272.7 | 52
Lot n°77_1357 | Lot N°77 | Lot N°77(20localités) | HUAWEI | Nokia | Sétif | Draa Kebila | Timachtaouine | Djezzy | 36.4185 | 4.996 | 100 |  | New | yh_1357_rf | 1 | 36.4198 | 4.9973 | RuralStar |  | RuralStar 900M_O2@GSM_O1@LTE | OMNI( A70VP1100v06) | 6 | 10 | RT | YES | 1 site->1 villages(1357) | 0 |  |  | 183
Lot n°77_1358 | Lot N°77 | Lot N°77(20localités) | HUAWEI | Nokia | Sétif | Maaouia | Ras Douar | Djezzy | 36.3292 | 5.677 | 810 |  | New | yh_1358_rf | 1 | 36.3259 | 5.6771 | Macro 2100 3 sectors |  | 2100M_S111@UMTS_S111@LTE | Directional (A264518R0v06) | 24 | 22 | GF | YES | 1 site->1 villages(1358) | 63.8 | 163 | 232.8 | 367
Lot n°77_1359 | Lot N°77 | Lot N°77(20localités) | HUAWEI | Nokia | Sétif | Maaouia | Blahda | Djezzy | 36.3515 | 5.6947 | 152 |  | New | yh_1359_1362_rf | 1 | 36.3554 | 5.6985 | RuralStar |  | RuralStar 900M_O2@GSM_O1@LTE | OMNI( A70VP1100v06) | 9 | 13 | RT | YES | 1 site->1 villages(1359) | 0 |  |  | 548
Lot n°77_1360 | Lot N°77 | Lot N°77(20localités) | HUAWEI | Nokia | Sétif | Maaouia | Draa Rsas | Djezzy | 36.3857 | 5.7356 | 730 |  | New | yh_1360_rf | 1 | 36.3858 | 5.7303 | Macro 900 3 sectors |  | 900M_S222@GSM_S111@LTE | Directional (A704516R0v06) | 6 | 10 | RT | YES | 1 site->1 villages(1360) | 33.3 | 93.9 | 281.7 | 475
Lot n°77_1361 | Lot N°77 | Lot N°77(20localités) | HUAWEI | Nokia | Sétif | Maaouia | Ain Ouari | Djezzy | 36.4201 | 5.7315 | 70 |  | New | yh_1361_rf | 1 | 36.4207 | 5.7285 | RuralStar |  | RuralStar 900M_O2@GSM_O1@LTE | OMNI( A70VP1100v06) | 6 | 10 | RT | YES | 1 site->1 villages(1361) | 0 |  |  | 271
Lot n°77_1363 | Lot N°77 | Lot N°77(20localités) | HUAWEI | Nokia | Sétif | Maaouia | Daassa | Djezzy | 36.3694 | 5.7138 | 68 |  | New | yh_1363_rf | 1 | 36.369 | 5.7145 | RuralStar |  | RuralStar 900M_O2@GSM_O1@LTE | OMNI( A70VP1100v06) | 6 | 10 | RT | YES | 1 site->1 villages(1363) | 0 |  |  | 76
Lot n°77_1364 | Lot N°77 | Lot N°77(20localités) | HUAWEI | Nokia | Sétif | Maaouia | Ain Zian | Djezzy | 36.3706 | 5.7371 | 50 |  | New | yh_1347_1364_rf | 2 | 36.3675 | 5.7478 | Macro 900 3 sectors |  | 900M_S222@GSM_S111@LTE | Directional (A704516R0v06) | 30 | 28 | GF | YES | 1 site->2 villages(1347/1364) | 26.7 | 123.3 | 290.1 | 1022
Lot n°77_1365 | Lot N°77 | Lot N°77(20localités) | HUAWEI | Nokia | Sétif | Serdj EI Ghoul | Ouled Amara | Djezzy | 36.4494 | 5.5964 | 107 |  | New | yh_1365_rf | 1 | 36.4477 | 5.6061 | RuralStar |  | RuralStar 900M_O2@GSM_O1@LTE | OMNI( A70VP1100v06) | 6 | 10 | RT | YES | 1 site->1 villages(1365) | 0 |  |  | 883
Lot n°77_1366 | Lot N°77 | Lot N°77(20localités) | HUAWEI | Nokia | Sétif | Serdj EI Ghoul | Ouled Sabae | Djezzy | 36.462 | 5.5428 | 400 |  | New | yh_1366_1372_rf | 2 | 36.4595 | 5.5551 | Macro 900 3 sectors |  | 900M_S222@GSM_S111@LTE | Directional (A704516R0v06) | 9 | 13 | RT | YES | 1 site->2 villages(1366/1372) | 284.4 | 71.3 | 218.1 | 1133
Lot n°77_1367 | Lot N°77 | Lot N°77(20localités) | HUAWEI | Nokia | Sétif | Serdj EI Ghoul | Rakm Achra | Djezzy | 36.4074 | 5.5088 | 121 |  | New | yh_1457_1367_1246_rf | 2 | 36.3968 | 5.504 | Macro 900 3 sectors |  | 900M_S222@GSM_S111@LTE | Directional (A704516R0v06) | 24 | 22 | GF | YES | 1 site->2 villages(1246/1367) | 20.3 | 93.8 | 237 | 1255
Lot n°77_1368 | Lot N°77 | Lot N°77(20localités) | HUAWEI | Nokia | Sétif | Serdj EI Ghoul | Ouled Ali | Djezzy | 36.4278 | 5.5627 | 191 |  | New | yh_1368_rf | 1 | 36.43 | 5.5622 | RuralStar |  | RuralStar 900M_O2@GSM_O1@LTE | OMNI( A70VP1100v06) | 12 | 16 | RT | YES | 1 site->1 villages(1368) | 0 |  |  | 247
Lot n°77_1369 | Lot N°77 | Lot N°77(20localités) | HUAWEI | Nokia | Sétif | Serdj EI Ghoul | Ouled Badi | Djezzy | 36.4535 | 5.5328 | 195 |  | New | yh_1370_1468_rf | 3 | 36.4639 | 5.5313 | Macro 900 3 sectors |  | 900M_S222@GSM_S111@LTE | Directional (A704516R0v06) | 12 | 16 | RT | YES | 1 site->3 villages(1369/1370/1468) | 58.7 | 178.7 | 298.7 | 1169
Lot n°77_1370 | Lot N°77 | Lot N°77(20localités) | HUAWEI | Nokia | Sétif | Serdj EI Ghoul | Laababsa | Djezzy | 36.4581 | 5.5315 | 291 |  | New | yh_1370_1468_rf | 3 | 36.4639 | 5.5313 | Macro 900 3 sectors |  | 900M_S222@GSM_S111@LTE | Directional (A704516R0v06) | 12 | 16 | RT | YES | 1 site->3 villages(1369/1370/1468) | 58.7 | 178.7 | 298.7 | 651
Lot n°77_1371 | Lot N°77 | Lot N°77(20localités) | HUAWEI | Nokia | Sétif | Serdj EI Ghoul | Touahen | Djezzy | 36.4378 | 5.5371 | 376 |  | New | ly77_1371 | 1 | 36.437 | 5.5394 | RuralLink |  | RuralLink 900M_O2@GSM_S111@LTE | Directional (A704515S0v06) | 12 | 16 | RT | YES | 1 site->1 villages(1371) | 16.5 | 136.5 | 256.5 | 226
Lot n°77_1372 | Lot N°77 | Lot N°77(20localités) | HUAWEI | Nokia | Sétif | Serdj EI Ghoul | Sraouia | Djezzy | 36.4553 | 5.551 | 250 |  | New | yh_1366_1372_rf | 2 | 36.4595 | 5.5551 | Macro 900 3 sectors |  | 900M_S222@GSM_S111@LTE | Directional (A704516R0v06) | 9 | 13 | RT | YES | 1 site->2 villages(1366/1372) | 284.4 | 71.3 | 218.1 | 592
Lot n°80_1413 | Lot N°80 | Lot N°80 (20 Localités) | HUAWEI | Nokia | Sétif | Maouaklane | Ouled Bouaroura | Djezzy | 36.4297 | 5.0747 | 1354 |  | New | yh_1413_1414_1421_1425_rf | 2 | 36.4292 | 5.0766 | Macro 900 3 sectors |  | 900M_S222@GSM_S111@LTE | Directional (A704516R0v06) | 24 | 22 | GF | YES | 1 site->2 villages(1413/1421) | 289.1 | 61.1 | 193 | 182
Lot n°80_1414 | Lot N°80 | Lot N°80 (20 Localités) | HUAWEI | Nokia | Sétif | Maouaklane | Zrour | Djezzy | 36.4339 | 5.0997 | 556 |  | New | ly80_1425 | 2 | 36.4295 | 5.0995 | Macro 900 3 sectors |  | 900M_S222@GSM_S111@LTE | Directional (A704516R0v06) | 24 | 22 | GF | YES | 1 site->2 villages(1414/1425) | 2.2 | 100 | 197.8 | 485
Lot n°80_1415 | Lot N°80 | Lot N°80 (20 Localités) | HUAWEI | Nokia | Sétif | Maouaklane | Laaguaguine | Djezzy | 36.4294 | 5.1153 | 1008 |  | New | yh_1415_rf | 1 | 36.4322 | 5.1111 | Macro 2100 3 sectors |  | 2100M_S111@UMTS_S111@LTE | Directional (A264518R0v06) | 6 | 10 | RT | YES | 1 site->1 villages(1415) | 40.2 | 91.4 | 136.4 | 481
Lot n°80_1416 | Lot N°80 | Lot N°80 (20 Localités) | HUAWEI | Nokia | Sétif | Maouaklane | Tuguernizine | Djezzy | 36.4019 | 5.1556 | 266 |  | New | yh_1416_1430_1431_rf | 3 | 36.407 | 5.1648 | Macro 900 3 sectors |  | 900M_S222@GSM_S111@LTE | Directional (A704516R0v06) | 30 | 28 | GF | YES | 1 site->3 villages(1416/1430/1431) | 45.8 | 169 | 236 | 998
Lot n°80_1417 | Lot N°80 | Lot N°80 (20 Localités) | HUAWEI | Nokia | Sétif | Maouaklane | Ouled Moussa | Djezzy | 36.4122 | 5.1014 | 553 |  | New | yh_1417_1423_rf | 2 | 36.407 | 5.0956 | Macro 900 3 sectors |  | 900M_S222@GSM_S111@LTE | Directional (A704516R0v06) | 9 | 13 | RT | YES | 1 site->2 villages(1417/1423) | 42 | 122.5 | 262.3 | 779
Lot n°80_1418 | Lot N°80 | Lot N°80 (20 Localités) | HUAWEI | Nokia | Sétif | Maouaklane | Ouled Bara | Djezzy | 36.3981 | 5.1072 | 121 |  | New | yh_1418_rf | 1 | 36.3982 | 5.1059 | RuralStar |  | RuralStar 900M_O2@GSM_O1@LTE | OMNI( A70VP1100v06) | 6 | 10 | RT | YES | 1 site->1 villages(1418) | 0 |  |  | 117
Lot n°80_1419 | Lot N°80 | Lot N°80 (20 Localités) | HUAWEI | Nokia | Sétif | Maouaklane | Ouled Sari | Djezzy | 36.3731 | 5.0869 | 142 |  | New | yh_1419_rf | 1 | 36.374 | 5.0837 | RuralStar |  | RuralStar 900M_O2@GSM_O1@LTE | OMNI( A70VP1100v06) | 30 | 28 | GF | YES | 1 site->1 villages(1419) | 0 |  |  | 306
Lot n°80_1420 | Lot N°80 | Lot N°80 (20 Localités) | HUAWEI | Nokia | Sétif | Maouaklane | Tahammamt | Djezzy | 36.3839 | 5.0578 | 426 |  | New | yh_1420_rf | 1 | 36.3822 | 5.0546 | RuralLink |  | RuralLink 900M_O2@GSM_S111@LTE | Directional (A704515S0v06) | 6 | 10 | RT | YES | 1 site->1 villages(1420) | 17.2 | 137.2 | 257.2 | 344
Lot n°80_1421 | Lot N°80 | Lot N°80 (20 Localités) | HUAWEI | Nokia | Sétif | Maouaklane | Lefrada | Djezzy | 36.4167 | 5.0731 | 842 |  | New | yh_1413_1414_1421_1425_rf | 2 | 36.4292 | 5.0766 | Macro 900 3 sectors |  | 900M_S222@GSM_S111@LTE | Directional (A704516R0v06) | 24 | 22 | GF | YES | 1 site->2 villages(1413/1421) | 289.1 | 61.1 | 193 | 1429
Lot n°80_1422 | Lot N°80 | Lot N°80 (20 Localités) | HUAWEI | Nokia | Sétif | Maouaklane | Zouaoua | Djezzy | 36.4194 | 5.1556 | 633 |  | New | yh_1422_1428_1429_rf | 3 | 36.4184 | 5.1516 | Macro 900 3 sectors |  | 900M_S222@GSM_S111@LTE | Directional (A704516R0v06) | 12 | 16 | RT | YES | 1 site->3 villages(1422/1428/1429) | 281 | 71.5 | 220.1 | 370
Lot n°80_1423 | Lot N°80 | Lot N°80 (20 Localités) | HUAWEI | Nokia | Sétif | Maouaklane | Oued El Malha | Djezzy | 36.4042 | 5.1011 | 1606 |  | New | yh_1417_1423_rf | 2 | 36.407 | 5.0956 | Macro 900 3 sectors |  | 900M_S222@GSM_S111@LTE | Directional (A704516R0v06) | 9 | 13 | RT | YES | 1 site->2 villages(1417/1423) | 42 | 122.5 | 262.3 | 589
Lot n°80_1424 | Lot N°80 | Lot N°80 (20 Localités) | HUAWEI | Nokia | Sétif | Maouaklane | Tilmatine | Djezzy | 36.3828 | 5.0708 | 85 |  | New | yh_1424_rf | 1 | 36.3828 | 5.0715 | RuralStar |  | RuralStar 900M_O2@GSM_O1@LTE | OMNI( A70VP1100v06) | 6 | 10 | RT | YES | 1 site->1 villages(1424) | 0 |  |  | 63
Lot n°80_1425 | Lot N°80 | Lot N°80 (20 Localités) | HUAWEI | Nokia | Sétif | Maouaklane | Elmechta | Djezzy | 36.4217 | 5.0964 | 1074 |  | New | ly80_1425 | 2 | 36.4295 | 5.0995 | Macro 900 3 sectors |  | 900M_S222@GSM_S111@LTE | Directional (A704516R0v06) | 24 | 22 | GF | YES | 1 site->2 villages(1414/1425) | 2.2 | 100 | 197.8 | 918
Lot n°80_1426 | Lot N°80 | Lot N°80 (20 Localités) | HUAWEI | Nokia | Sétif | Maouaklane | Tizra | Djezzy | 36.4328 | 5.1333 | 576 |  | New | yh_1426_rf | 1 | 36.4308 | 5.1324 | RuralLink |  | RuralLink 900M_O2@GSM_S111@LTE | Directional (A704515S0v06) | 6 | 10 | RT | YES | 1 site->1 villages(1426) | 28.6 | 148.6 | 268.6 | 235
Lot n°80_1427 | Lot N°80 | Lot N°80 (20 Localités) | HUAWEI | Nokia | Sétif | Maouaklane | Chelih | Djezzy | 36.4025 | 5.0503 | 315 |  | New | yh_1427_rf | 1 | 36.4025 | 5.0496 | RuralLink |  | RuralLink 900M_O2@GSM_S111@LTE | Directional (A704515S0v06) | 6 | 10 | RT | YES | 1 site->1 villages(1427) | 95.2 | 215.2 | 335.2 | 58
Lot n°80_1428 | Lot N°80 | Lot N°80 (20 Localités) | HUAWEI | Nokia | Sétif | Maouaklane | Mesthem | Djezzy | 36.4144 | 5.1475 | 585 |  | New | yh_1422_1428_1429_rf | 3 | 36.4184 | 5.1516 | Macro 900 3 sectors |  | 900M_S222@GSM_S111@LTE | Directional (A704516R0v06) | 12 | 16 | RT | YES | 1 site->3 villages(1422/1428/1429) | 281 | 71.5 | 220.1 | 574
Lot n°80_1429 | Lot N°80 | Lot N°80 (20 Localités) | HUAWEI | Nokia | Sétif | Maouaklane | Ain Gueliou | Djezzy | 36.4206 | 5.1378 | 750 |  | New | yh_1422_1428_1429_rf | 3 | 36.4184 | 5.1516 | Macro 900 3 sectors |  | 900M_S222@GSM_S111@LTE | Directional (A704516R0v06) | 12 | 16 | RT | YES | 1 site->3 villages(1422/1428/1429) | 281 | 71.5 | 220.1 | 1263
Lot n°80_1430 | Lot N°80 | Lot N°80 (20 Localités) | HUAWEI | Nokia | Sétif | Maouaklane | Merdj El Zit | Djezzy | 36.4128 | 5.1722 | 135 |  | New | yh_1416_1430_1431_rf | 3 | 36.407 | 5.1648 | Macro 900 3 sectors |  | 900M_S222@GSM_S111@LTE | Directional (A704516R0v06) | 30 | 28 | GF | YES | 1 site->3 villages(1416/1430/1431) | 45.8 | 169 | 236 | 927
Lot n°80_1431 | Lot N°80 | Lot N°80 (20 Localités) | HUAWEI | Nokia | Sétif | Maouaklane | Behane | Djezzy | 36.3969 | 5.1672 | 123 |  | New | yh_1416_1430_1431_rf | 3 | 36.407 | 5.1648 | Macro 900 3 sectors |  | 900M_S222@GSM_S111@LTE | Directional (A704516R0v06) | 30 | 28 | GF | YES | 1 site->3 villages(1416/1430/1431) | 45.8 | 169 | 236 | 1136
Lot n°80_1432 | Lot N°80 | Lot N°80 (20 Localités) | HUAWEI | Nokia | Sétif | Mezloug | Ouled Saifi | Djezzy | 36.0962 | 5.2927 | 740 |  | New | yh_1432_1394_rf | 1 | 36.0961 | 5.2926 | Macro 900 3 sectors |  | 900M_S222@GSM_S111@LTE | Directional (A704516R0v06) | 9 | 13 | RT | YES | 1 site->1 villages(1432) | 290.9 | 54 | 231.9 | 18
Lot n°89_1573 | Lot N°89 | Lot N°89(14localités) | HUAWEI | Nokia | Guelma | Dahouara | Mechta EL Rbiba | Djezzy | 36.3407 | 7.6796 | 700 |  | New | yh_1573_rf | 1 | 36.3414 | 7.6788 | Macro 900 3 sectors |  | 900M_S222@GSM_S111@LTE | Directional (A704516R0v06) | 6 | 10 | RT | YES | 1 site->1 villages(1573) | 322 | 223.6 | 274.3 | 113
Lot n°89_1574 | Lot N°89 | Lot N°89(14localités) | HUAWEI | Nokia | Guelma | Dahouara | Mechta Legrair | Djezzy | 36.324 | 7.7317 | 522 |  | New | yh_1574_rf | 1 | 36.3235 | 7.7361 | RuralLink |  | RuralLink 900M_O2@GSM_S111@LTE | Directional (A704515S0v06) | 6 | 10 | RT | YES | 1 site->1 villages(1574) | 89.8 | 209.8 | 329.8 | 393
Lot n°89_1575 | Lot N°89 | Lot N°89(14localités) | HUAWEI | Nokia | Guelma | Dahouara | Oum Elaroug | Djezzy | 36.2671 | 7.6822 | 253 |  | New | yh_1575_rf | 1 | 36.269 | 7.6846 | RuralLink |  | RuralLink 900M_O2@GSM_S111@LTE | Directional (A704515S0v06) | 6 | 10 | RT | YES | 1 site->1 villages(1575) | 37 | 157 | 277 | 299
Lot n°89_1576 | Lot N°89 | Lot N°89(14localités) | HUAWEI | Nokia | Guelma | Dahouara | Mechta Ben Chlih | Djezzy | 36.3325 | 7.7022 | 160 |  | New | yh_1576_rf | 1 | 36.3327 | 7.7036 | RuralStar |  | RuralStar 900M_O2@GSM_O1@LTE | OMNI( A70VP1100v06) | 6 | 10 | RT | YES | 1 site->1 villages(1576) | 0 |  |  | 132
Lot n°89_1577 | Lot N°89 | Lot N°89(14localités) | HUAWEI | Nokia | Guelma | Dahouara | Mechta EL Jefara | Djezzy | 36.3102 | 7.7115 | 136 |  | New | yh_1577_1579_rf | 2 | 36.3102 | 7.7187 | Macro 900 3 sectors |  | 900M_S222@GSM_S111@LTE | Directional (A704516R0v06) | 30 | 28 | GF | YES | 1 site->2 villages(1577/1579) | 30.2 | 150.2 | 270.2 | 645
Lot n°89_1578 | Lot N°89 | Lot N°89(14localités) | HUAWEI | Nokia | Guelma | Dahouara | Mechta Ain Derdara | Djezzy | 36.3327 | 7.7258 | 156 |  | New | yh_1578_1581_rf | 2 | 36.3302 | 7.7232 | Macro 900 3 sectors |  | 900M_S222@GSM_S111@LTE | Directional (A704516R0v06) | 9 | 13 | RT | YES | 1 site->2 villages(1578/1581) | 40.8 | 173.8 | 306.7 | 362
Lot n°89_1579 | Lot N°89 | Lot N°89(14localités) | HUAWEI | Nokia | Guelma | Dahouara | Mechta EL Gualb | Djezzy | 36.2979 | 7.6992 | 76 |  | New | yh_1577_1579_rf | 2 | 36.3102 | 7.7187 | Macro 900 3 sectors |  | 900M_S222@GSM_S111@LTE | Directional (A704516R0v06) | 30 | 28 | GF | YES | 1 site->2 villages(1577/1579) | 30.2 | 150.2 | 270.2 | 2223
Lot n°89_1580 | Lot N°89 | Lot N°89(14localités) | HUAWEI | Nokia | Guelma | Dahouara | Mechta Djenentouil | Djezzy | 36.3406 | 7.7386 | 644 |  | New | yh_1580_rf | 1 | 36.3414 | 7.7412 | Macro 900 3 sectors |  | 900M_S222@GSM_S111@LTE | Directional (A704516R0v06) | 6 | 10 | RT | YES | 1 site->1 villages(1580) | 304.6 | 76.7 | 223.9 | 250
Lot n°89_1581 | Lot N°89 | Lot N°89(14localités) | HUAWEI | Nokia | Guelma | Dahouara | Mechta Kef Bayada | Djezzy | 36.3349 | 7.7154 | 301 |  | New | yh_1578_1581_rf | 2 | 36.3302 | 7.7232 | Macro 900 3 sectors |  | 900M_S222@GSM_S111@LTE | Directional (A704516R0v06) | 9 | 13 | RT | YES | 1 site->2 villages(1578/1581) | 40.8 | 173.8 | 306.7 | 870
Lot n°89_1582 | Lot N°89 | Lot N°89(14localités) | HUAWEI | Nokia | Guelma | H/Boumedienne | Ain Zaitouna | Djezzy | 36.4262 | 7.2686 | 300 |  | New | yh_1582_1584_rf | 1 | 36.4234 | 7.2684 | RuralLink |  | RuralLink 900M_O2@GSM_S111@LTE | Directional (A704515S0v06) | 9 | 13 | RT | YES | 1 site->1 villages(1582) | 28 | 148 | 268 | 313
Lot n°89_1585 | Lot N°89 | Lot N°89(14localités) | HUAWEI | Nokia | Guelma | Salaoua Announa | Mechta Tbikia | Djezzy | 36.2921 | 7.2358 | 310 |  | New | yh_1585_rf | 1 | 36.293 | 7.2377 | RuralLink |  | RuralLink 900M_O2@GSM_S111@LTE | Directional (A704515S0v06) | 6 | 10 | RT | YES | 1 site->1 villages(1585) | 8.6 | 128.6 | 248.6 | 196
Lot n°89_1586 | Lot N°89 | Lot N°89(14localités) | HUAWEI | Nokia | Guelma | Tamlouka | Bir Stel | Djezzy | 36.1615 | 7.022 | 218 |  | New | yh_1586_rf | 1 | 36.1615 | 7.0227 | RuralStar |  | RuralStar 900M_O2@GSM_O1@LTE | OMNI( A70VP1100v06) | 6 | 10 | RT | YES | 1 site->1 villages(1586) | 0 |  |  | 66
Lot n°90_1587 | Lot N°90 | Lot N°90 (13localités) | HUAWEI | Nokia | Guelma | Hammam N'bail | Mechta Magaad EL Syoud | Djezzy | 36.2902 | 7.6488 | 1000 |  | New | yh_1587_rf | 1 | 36.29 | 7.6491 | Macro 2100 3 sectors |  | 2100M_S111@UMTS_S111@LTE | Directional (A264518R0v06) | 6 | 10 | RT | YES | 1 site->1 villages(1587) | 104.3 | 156.7 | 212.9 | 27
Lot n°90_1588 | Lot N°90 | Lot N°90 (13localités) | HUAWEI | Nokia | Guelma | Hammam N'bail | Mechta Ain Ghrour | Djezzy | 36.336 | 7.5942 | 243 |  | New | yh_1588_1589_rf | 2 | 36.3394 | 7.5969 | Macro 900 3 sectors |  | 900M_S222@GSM_S111@LTE | Directional (A704516R0v06) | 12 | 16 | RT | YES | 1 site->2 villages(1588/1589) | 0.5 | 106.6 | 212.6 | 443
Lot n°90_1589 | Lot N°90 | Lot N°90 (13localités) | HUAWEI | Nokia | Guelma | Hammam N'bail | Souk El Nour | Djezzy | 36.3454 | 7.5969 | 150 |  | New | yh_1588_1589_rf | 2 | 36.3394 | 7.5969 | Macro 900 3 sectors |  | 900M_S222@GSM_S111@LTE | Directional (A704516R0v06) | 12 | 16 | RT | YES | 1 site->2 villages(1588/1589) | 0.5 | 106.6 | 212.6 | 666
Lot n°90_1590 | Lot N°90 | Lot N°90 (13localités) | HUAWEI | Nokia | Guelma | Hammam N'bail | EL Skhouna | Djezzy | 36.3608 | 7.6074 | 200 |  | New | yh_1590_rf | 1 | 36.3578 | 7.6017 | RuralStar |  | RuralStar 900M_O2@GSM_O1@LTE | OMNI( A70VP1100v06) | 6 | 10 | RT | YES | 1 site->1 villages(1590) | 0 |  |  | 611
Lot n°90_1591 | Lot N°90 | Lot N°90 (13localités) | HUAWEI | Nokia | Guelma | Hammam N'bail | El Souig | Djezzy | 36.3086 | 7.5865 | 250 |  | New | yh_1591_rf | 1 | 36.3085 | 7.5861 | RuralLink |  | RuralLink 900M_O2@GSM_S111@LTE | Directional (A704515S0v06) | 6 | 10 | RT | YES | 1 site->1 villages(1591) | 40.8 | 160.8 | 280.8 | 36
Lot n°90_1592 | Lot N°90 | Lot N°90 (13localités) | HUAWEI | Nokia | Guelma | Hammam N'bail | Mechta Taghnount | Djezzy | 36.3246 | 7.5736 | 250 |  | New | yh_1592_rf | 1 | 36.326 | 7.5721 | RuralLink |  | RuralLink 900M_O2@GSM_S111@LTE | Directional (A704515S0v06) | 6 | 10 | RT | YES | 1 site->1 villages(1592) | 107.2 | 227.2 | 347.2 | 208
Lot n°90_1593 | Lot N°90 | Lot N°90 (13localités) | HUAWEI | Nokia | Guelma | Hammam N'bail | Oued EL Maleh | Djezzy | 36.3811 | 7.6178 | 1200 |  | New | yh_1593_rf | 1 | 36.3796 | 7.6202 | Macro 2100 3 sectors |  | 2100M_S111@UMTS_S111@LTE | Directional (A264518R0v06) | 6 | 10 | RT | YES | 1 site->1 villages(1593) | 303.4 | 183.4 | 251 | 278
Lot n°90_1594 | Lot N°90 | Lot N°90 (13localités) | HUAWEI | Nokia | Guelma | Hammam N'bail | El Souibina | Djezzy | 36.2548 | 7.6438 | 200 |  | New | yh_1594_1596_rf | 2 | 36.2436 | 7.6341 | Macro 900 3 sectors |  | 900M_S222@GSM_S111@LTE | Directional (A704516R0v06) | 24 | 22 | GF | YES | 1 site->2 villages(1594/1596) | 34.8 | 90.9 | 242.9 | 1525
Lot n°90_1595 | Lot N°90 | Lot N°90 (13localités) | HUAWEI | Nokia | Guelma | Hammam N'bail | Mechta Ain EL Chégua | Djezzy | 36.2724 | 7.6156 | 200 |  | New | yh_1595_rf | 1 | 36.2716 | 7.6103 | RuralStar |  | RuralStar 900M_O2@GSM_O1@LTE | OMNI( A70VP1100v06) | 6 | 10 | RT | YES | 1 site->1 villages(1595) | 0 |  |  | 481
Lot n°90_1596 | Lot N°90 | Lot N°90 (13localités) | HUAWEI | Nokia | Guelma | Hammam N'bail | Mechta Ain EL Guerfel | Djezzy | 36.2436 | 7.6348 | 150 |  | New | yh_1594_1596_rf | 2 | 36.2436 | 7.6341 | Macro 900 3 sectors |  | 900M_S222@GSM_S111@LTE | Directional (A704516R0v06) | 24 | 22 | GF | YES | 1 site->2 villages(1594/1596) | 34.8 | 90.9 | 242.9 | 63
Lot n°90_1597 | Lot N°90 | Lot N°90 (13localités) | HUAWEI | Nokia | Guelma | Hammam N'bail | Sfahli | Djezzy | 36.3264 | 7.6141 | 250 |  | New | yh_1597_rf | 1 | 36.3261 | 7.6167 | RuralLink |  | RuralLink 900M_O2@GSM_S111@LTE | Directional (A704515S0v06) | 6 | 10 | RT | YES | 1 site->1 villages(1597) | 22.5 | 142.5 | 262.5 | 239
Lot n°90_1598 | Lot N°90 | Lot N°90 (13localités) | HUAWEI | Nokia | Guelma | Hammam N'bail | Boukraima | Djezzy | 36.3883 | 7.6521 | 500 |  | New | yh_1598_rf | 1 | 36.3883 | 7.6523 | RuralLink |  | RuralLink 900M_O2@GSM_S111@LTE | Directional (A704515S0v06) | 6 | 10 | RT | YES | 1 site->1 villages(1598) | 23.1 | 143.1 | 263.1 | 20
Lot n°90_1599 | Lot N°90 | Lot N°90 (13localités) | HUAWEI | Nokia | Guelma | Hammam N'bail | Soughass | Djezzy | 36.3492 | 7.6121 | 150 |  | New | yh_1599_rf | 1 | 36.3468 | 7.614 | RuralStar |  | RuralStar 900M_O2@GSM_O1@LTE | OMNI( A70VP1100v06) | 6 | 10 | RT | YES | 1 site->1 villages(1599) | 0 |  |  | 309
Lot n°92_1620 | Lot N°92 | Lot N°92(20Localités) | HUAWEI | Nokia | Médéa | Maghraoua | EL Chellala | Huawei | 36.4152 | 3.5151 | 406 |  | New | yh_1620_rf | 1 | 36.4139 | 3.5239 | RuralLink |  | RuralLink 900M_O2@GSM_S111@LTE | Directional (A704515S0v06) | 6 | 10 | RT | YES | 1 site->1 villages(1620) | 97 | 217 | 337 | 801
Lot n°92_1621 | Lot N°92 | Lot N°92(20Localités) | HUAWEI | Nokia | Médéa | Rabaïa | Fraction Houamed | Huawei | 36.065 | 3.1616 | 440 |  | New | yh_1621_rf | 1 | 36.0663 | 3.1612 | RuralLink |  | RuralLink 900M_O2@GSM_S111@LTE | Directional (A704515S0v06) | 30 | 28 | GF | YES | 1 site->1 villages(1621) | 72.6 | 192.6 | 312.6 | 147
Lot n°92_1622 | Lot N°92 | Lot N°92(20Localités) | HUAWEI | Nokia | Médéa | Sedraïa | Fraction Sidi Dahmane | Huawei | 36.2111 | 3.5066 | 599 |  | New | yh_1622_rf | 1 | 36.2052 | 3.5042 | Macro 900 3 sectors |  | 900M_S222@GSM_S111@LTE | Directional (A704516R0v06) | 6 | 10 | RT | YES | 1 site->1 villages(1622) | 358.1 | 45.8 | 312.5 | 689
Lot n°92_1623 | Lot N°92 | Lot N°92(20Localités) | HUAWEI | Nokia | Médéa | Sedraïa | Fraction Beni Omrane Nord | Huawei | 36.2621 | 3.5015 | 536 |  | New | yh_1626_rf | 2 | 36.2482 | 3.5008 | Macro 900 3 sectors |  | 900M_S222@GSM_S111@LTE | Directional (A704516R0v06) | 30 | 28 | GF | YES | 1 site->2 villages(1623/1626) | 2.2 | 131.5 | 260.7 | 1541
Lot n°92_1625 | Lot N°92 | Lot N°92(20Localités) | HUAWEI | Nokia | Médéa | Sedraïa | Fraction Cheragua | Huawei | 36.2348 | 3.5513 | 209 |  | New | yh_0636_1625_rf - Cover 0636 | 2 | 36.223 | 3.5734 | Macro 900 3 sectors |  | 900M_S222@GSM_S111@LTE | Directional (A704516R0v06) | 9 | 13 | RT | YES | 1 site->2 villages(0636/1625) | 303.6 | 57.4 | 180.5 | 2379
Lot n°92_1626 | Lot N°92 | Lot N°92(20Localités) | HUAWEI | Nokia | Médéa | Sedraïa | Fraction Zelaguia | Huawei | 36.2471 | 3.4924 | 342 |  | New | yh_1626_rf | 2 | 36.2482 | 3.5008 | Macro 900 3 sectors |  | 900M_S222@GSM_S111@LTE | Directional (A704516R0v06) | 30 | 28 | GF | YES | 1 site->2 villages(1623/1626) | 2.2 | 131.5 | 260.7 | 762
Lot n°92_1627 | Lot N°92 | Lot N°92(20Localités) | HUAWEI | Nokia | Médéa | Sedraïa | Fraction Ouled Berriche | Huawei | 36.26 | 3.5417 | 800 |  | New | yh_1624_1627_rf | 1 | 36.2582 | 3.5429 | Macro 2100 3 sectors |  | 2100M_S111@UMTS_S111@LTE | Directional (A264518R0v06) | 12 | 16 | RT | YES | 1 site->1 villages(1627) | 355.5 | 57.5 | 142.5 | 231
Lot n°92_1628 | Lot N°92 | Lot N°92(20Localités) | HUAWEI | Nokia | Médéa | Seghouane | Ouled Ben Yamina | Huawei | 35.9685 | 2.9321 | 150 |  | New | yh_1628_1629_rf | 2 | 35.9684 | 2.9318 | Macro 900 3 sectors |  | 900M_S222@GSM_S111@LTE | Directional (A704516R0v06) | 30 | 28 | GF | YES | 1 site->2 villages(1628/1629) | 57.7 | 177.7 | 297.7 | 38
Lot n°92_1629 | Lot N°92 | Lot N°92(20Localités) | HUAWEI | Nokia | Médéa | Seghouane | Ouled Ben Sari | Huawei | 35.987 | 2.9371 | 180 |  | New | yh_1628_1629_rf | 2 | 35.9684 | 2.9318 | Macro 900 3 sectors |  | 900M_S222@GSM_S111@LTE | Directional (A704516R0v06) | 30 | 28 | GF | YES | 1 site->2 villages(1628/1629) | 57.7 | 177.7 | 297.7 | 2126
Lot n°92_1630 | Lot N°92 | Lot N°92(20Localités) | HUAWEI | Nokia | Médéa | Seghouane | Cheraiguia | Huawei | 35.9582 | 2.901 | 350 |  | New | yh_1630_rf | 1 | 35.9549 | 2.9017 | RuralLink |  | RuralLink 900M_O2@GSM_S111@LTE | Directional (A704515S0v06) | 6 | 10 | RT | YES | 1 site->1 villages(1630) | 92.7 | 212.7 | 332.7 | 378
Lot n°92_1631 | Lot N°92 | Lot N°92(20Localités) | HUAWEI | Nokia | Médéa | Bouaïchoune | Ebabda | Huawei | 36.1857 | 2.684 | 322 |  | New | yh_1631_rf | 1 | 36.1844 | 2.6897 | RuralLink |  | RuralLink 900M_O2@GSM_S111@LTE | Directional (A704515S0v06) | 30 | 28 | GF | YES | 1 site->1 villages(1631) | 92.8 | 212.8 | 332.8 | 532
Lot n°92_1632 | Lot N°92 | Lot N°92(20Localités) | HUAWEI | Nokia | Médéa | Bir Ben Laabed | Fraction Ouled Said | Huawei | 36.1729 | 3.3721 | 1050 |  | New | yh_1632_rf | 1 | 36.1703 | 3.3801 | Macro 2100 3 sectors |  | 2100M_S111@UMTS_S111@LTE | Directional (A264518R0v06) | 6 | 10 | RT | YES | 1 site->1 villages(1632) | 22.5 | 153.8 | 285.1 | 781
Lot n°92_1633 | Lot N°92 | Lot N°92(20Localités) | HUAWEI | Nokia | Médéa | Mezerana | Village EL Guettateche | Huawei | 36.3252 | 3.3317 | 332 |  | New | yh_1633_rf | 1 | 36.3187 | 3.3253 | RuralLink |  | RuralLink 900M_O2@GSM_S111@LTE | Directional (A704515S0v06) | 6 | 10 | RT | YES | 1 site->1 villages(1633) | 74.2 | 194.2 | 314.2 | 914
Lot n°92_1634 | Lot N°92 | Lot N°92(20Localités) | HUAWEI | Nokia | Médéa | Ouled Brahim | Fraction Ouled Bouchaaba | Huawei | 36.2425 | 2.965 | 1000 |  | New | yh_1634_rf | 1 | 36.2428 | 2.9656 | Macro 2100 3 sectors |  | 2100M_S111@UMTS_S111@LTE | Directional (A264518R0v06) | 6 | 10 | RT | YES | 1 site->1 villages(1634) | 290.1 | 191.1 | 238.7 | 65
Lot n°92_1635 | Lot N°92 | Lot N°92(20Localités) | HUAWEI | Nokia | Médéa | Ouled Brahim | Fraction EL Ghraibia | Huawei | 36.2097 | 2.9819 | 200 |  | New | yh_1635_rf | 1 | 36.2099 | 2.9798 | RuralStar |  | RuralStar 900M_O2@GSM_O1@LTE | OMNI( A70VP1100v06) | 6 | 10 | RT | YES | 1 site->1 villages(1635) | 0 |  |  | 191
Lot n°92_1636 | Lot N°92 | Lot N°92(20Localités) | HUAWEI | Nokia | Médéa | Ouled Deïd | Oued Chaair | Huawei | 36.104 | 3.0661 | 300 |  | New | yh_1636_rf | 1 | 36.1058 | 3.0651 | RuralLink |  | RuralLink 900M_O2@GSM_S111@LTE | Directional (A704515S0v06) | 6 | 10 | RT | YES | 1 site->1 villages(1636) | 11.1 | 131.1 | 251.1 | 218
Lot n°92_1637 | Lot N°92 | Lot N°92(20Localités) | HUAWEI | Nokia | Médéa | Tizi Mahdi | Fraction Ouled Omrane Est | Huawei | 36.1835 | 2.8206 | 150 |  | New | yh_1637_rf | 1 | 36.1814 | 2.8178 | RuralStar |  | RuralStar 900M_O2@GSM_O1@LTE | OMNI( A70VP1100v06) | 30 | 28 | GF | YES | 1 site->1 villages(1637) | 0 |  |  | 346
Lot n°92_1638 | Lot N°92 | Lot N°92(20Localités) | HUAWEI | Nokia | Médéa | Baata | Fraction EL Sebt | Huawei | 36.3861 | 3.1635 | 102 |  | New | yh_1638_1639_rf | 2 | 36.3877 | 3.1636 | Macro 900 3 sectors |  | 900M_S222@GSM_S111@LTE | Directional (A704516R0v06) | 9 | 13 | RT | YES | 1 site->2 villages(1638/1639) | 5.7 | 182.7 | 274.2 | 181
Lot n°92_1639 | Lot N°92 | Lot N°92(20Localités) | HUAWEI | Nokia | Médéa | Baata | Fraction Elkchachoua | Huawei | 36.3989 | 3.165 | 580 |  | New | yh_1638_1639_rf | 2 | 36.3877 | 3.1636 | Macro 900 3 sectors |  | 900M_S222@GSM_S111@LTE | Directional (A704516R0v06) | 9 | 13 | RT | YES | 1 site->2 villages(1638/1639) | 5.7 | 182.7 | 274.2 | 1241
Lot n°93_1640 | Lot N°93 | Lot N°93(19 Localités) | HUAWEI | Nokia | Médéa | El Azizia | Fraction Ouled Mhemed | Huawei | 36.3304 | 3.4642 | 500 |  | New | yh_1640_1643_1644_rf | 3 | 36.3318 | 3.4606 | Macro 900 3 sectors |  | 900M_S222@GSM_S111@LTE | Directional (A704516R0v06) | 30 | 28 | GF | YES | 1 site->3 villages(1640/1643/1644) | 340.2 | 115.9 | 204.5 | 356
Lot n°93_1641 | Lot N°93 | Lot N°93(19 Localités) | HUAWEI | Nokia | Médéa | El Azizia | Fraction Ouled Zidane | Huawei | 36.3034 | 3.5255 | 300 |  | New | yh_0634_1641_rf - Cover 0634 | 1 | 36.3035 | 3.5251 | RuralLink |  | RuralLink 900M_O2@GSM_S111@LTE | Directional (A704515S0v06) | 12 | 16 | RT | YES | 1 site->1 villages(1641) | 67.4 | 187.4 | 307.4 | 44
Lot n°93_1643 | Lot N°93 | Lot N°93(19 Localités) | HUAWEI | Nokia | Médéa | El Azizia | Fraction Belhal | Huawei | 36.316 | 3.4517 | 150 |  | New | yh_1640_1643_1644_rf | 3 | 36.3318 | 3.4606 | Macro 900 3 sectors |  | 900M_S222@GSM_S111@LTE | Directional (A704516R0v06) | 30 | 28 | GF | YES | 1 site->3 villages(1640/1643/1644) | 340.2 | 115.9 | 204.5 | 1925
Lot n°93_1644 | Lot N°93 | Lot N°93(19 Localités) | HUAWEI | Nokia | Médéa | El Azizia | Fraction Bouzaouche Et Marja | Huawei | 36.3153 | 3.4714 | 500 |  | New | yh_1640_1643_1644_rf | 3 | 36.3318 | 3.4606 | Macro 900 3 sectors |  | 900M_S222@GSM_S111@LTE | Directional (A704516R0v06) | 30 | 28 | GF | YES | 1 site->3 villages(1640/1643/1644) | 340.2 | 115.9 | 204.5 | 2070
Lot n°93_1645 | Lot N°93 | Lot N°93(19 Localités) | HUAWEI | Nokia | Médéa | El Azizia | Fraction El-Azaouria | Huawei | 36.3024 | 3.4616 | 200 |  | New | yh_1648_1645_rf | 2 | 36.288 | 3.4458 | Macro 900 3 sectors |  | 900M_S222@GSM_S111@LTE | Directional (A704516R0v06) | 9 | 13 | RT | YES | 1 site->2 villages(1645/1648) | 41.3 | 153.3 | 265.4 | 2138
Lot n°93_1646 | Lot N°93 | Lot N°93(19 Localités) | HUAWEI | Nokia | Médéa | El Guelbelkebir | EL Khdachate | Huawei | 36.2272 | 3.3679 | 500 |  | New | yh_1657_1646_1649_rf | 2 | 36.2262 | 3.3758 | Macro 900 3 sectors |  | 900M_S222@GSM_S111@LTE | Directional (A704516R0v06) | 24 | 22 | GF | YES | 1 site->2 villages(1646/1649) | 279.4 | 83.7 | 181.5 | 718
Lot n°93_1647 | Lot N°93 | Lot N°93(19 Localités) | HUAWEI | Nokia | Médéa | El Guelbelkebir | EL Mouassia | Huawei | 36.2969 | 3.3928 | 250 |  | New | yh_1647_rf - No Village in 1km | 1 | 36.2894 | 3.3935 | RuralLink |  | RuralLink 900M_O2@GSM_S111@LTE | Directional (A704515S0v06) | 30 | 28 | GF | YES | 1 site->1 villages(1647) | 99.5 | 219.5 | 339.5 | 842
Lot n°93_1648 | Lot N°93 | Lot N°93(19 Localités) | HUAWEI | Nokia | Médéa | El Guelbelkebir | EL Keaichia | Huawei | 36.2877 | 3.4425 | 500 |  | New | yh_1648_1645_rf | 2 | 36.288 | 3.4458 | Macro 900 3 sectors |  | 900M_S222@GSM_S111@LTE | Directional (A704516R0v06) | 9 | 13 | RT | YES | 1 site->2 villages(1645/1648) | 41.3 | 153.3 | 265.4 | 301
Lot n°93_1649 | Lot N°93 | Lot N°93(19 Localités) | HUAWEI | Nokia | Médéa | El Guelbelkebir | EL Koikate Ouest | Huawei | 36.2279 | 3.3948 | 1000 |  | New | yh_1657_1646_1649_rf | 2 | 36.2262 | 3.3758 | Macro 900 3 sectors |  | 900M_S222@GSM_S111@LTE | Directional (A704516R0v06) | 24 | 22 | GF | YES | 1 site->2 villages(1646/1649) | 279.4 | 83.7 | 181.5 | 1713
Lot n°93_1651 | Lot N°93 | Lot N°93(19 Localités) | HUAWEI | Nokia | Médéa | Benchicao | EL Zawia | Huawei | 36.1841 | 2.8537 | 819 |  | New | yh_1651_rf | 1 | 36.1845 | 2.857 | Macro 2100 3 sectors |  | 2100M_S111@UMTS_S111@LTE | Directional (A264518R0v06) | 6 | 10 | RT | YES | 1 site->1 villages(1651) | 57.3 | 121.3 | 318.9 | 291
Lot n°93_1652 | Lot N°93 | Lot N°93(19 Localités) | HUAWEI | Nokia | Médéa | Djouab | Fraction Dabazi | Huawei | 36.1417 | 3.3578 | 150 |  | New | yh_1652_rf | 1 | 36.1415 | 3.3595 | RuralStar |  | RuralStar 900M_O2@GSM_O1@LTE | OMNI( A70VP1100v06) | 6 | 10 | RT | YES | 1 site->1 villages(1652) | 0 |  |  | 159
Lot n°93_1653 | Lot N°93 | Lot N°93(19 Localités) | HUAWEI | Nokia | Médéa | Djouab | Fraction Reguig | Huawei | 36.1128 | 3.3936 | 200 |  | New | yh_1653_rf | 1 | 36.1114 | 3.3941 | RuralStar |  | RuralStar 900M_O2@GSM_O1@LTE | OMNI( A70VP1100v06) | 6 | 10 | RT | YES | 1 site->1 villages(1653) | 0 |  |  | 159
Lot n°93_1654 | Lot N°93 | Lot N°93(19 Localités) | HUAWEI | Nokia | Médéa | Djouab | Fraction El Cherchara | Huawei | 36.0819 | 3.4242 | 200 |  | New | yh_1654_rf | 1 | 36.0845 | 3.4233 | RuralStar |  | RuralStar 900M_O2@GSM_O1@LTE | OMNI( A70VP1100v06) | 6 | 10 | RT | YES | 1 site->1 villages(1654) | 0 |  |  | 305
Lot n°93_1655 | Lot N°93 | Lot N°93(19 Localités) | HUAWEI | Nokia | Médéa | Djouab | Fraction EL Gunafdia | Huawei | 36.0956 | 3.4481 | 100 |  | New | yh_1655_rf | 1 | 36.0967 | 3.4548 | RuralStar |  | RuralStar 900M_O2@GSM_O1@LTE | OMNI( A70VP1100v06) | 24 | 22 | GF | YES | 1 site->1 villages(1655) | 0 |  |  | 622
Lot n°93_1656 | Lot N°93 | Lot N°93(19 Localités) | HUAWEI | Nokia | Médéa | Djouab | Fraction EL Chaiba | Huawei | 36.1528 | 3.4756 | 100 |  | New | yh_1656_rf | 1 | 36.1538 | 3.4745 | RuralStar |  | RuralStar 900M_O2@GSM_O1@LTE | OMNI( A70VP1100v06) | 30 | 28 | GF | YES | 1 site->1 villages(1656) | 0 |  |  | 148
Lot n°93_1657 | Lot N°93 | Lot N°93(19 Localités) | HUAWEI | Nokia | Médéa | Béni Slimane | Zraouetia | Huawei | 36.246 | 3.3478 | 450 |  | New | ly93_1657 | 1 | 36.2471 | 3.3478 | RuralLink |  | RuralLink 900M_O2@GSM_S111@LTE | Directional (A704515S0v06) | 12 | 16 | RT | YES | 1 site->1 villages(1657) | 99 | 219 | 339 | 124
Lot n°93_1658 | Lot N°93 | Lot N°93(19 Localités) | HUAWEI | Nokia | Médéa | Khams Djouamaa | Fraction Ain El Karma | Huawei | 36.1714 | 3.0901 | 2000 |  | New | yh_1658_rf | 1 | 36.1635 | 3.0902 | Macro 2100 3 sectors |  | 2100M_S111@UMTS_S111@LTE | Directional (A264518R0v06) | 30 | 28 | GF | YES | 1 site->1 villages(1658) | 25.3 | 70.9 | 338.9 | 874
Lot n°94_1659 | Lot N°94 | Lot N°94(18 Localités) | HUAWEI | Nokia | Ksar El Boukhari | Derrag | El Morra | Huawei | 35.843 | 2.3139 | 50 |  | New | ql02 | 1 | 35.8428 | 2.3125 | RuralStar |  | RuralStar 900M_O2@GSM_O1@LTE | OMNI( A70VP1100v06) | 12 | 16 | RT | YES | 1 site->1 villages(1659) | 0 |  |  | 125
Lot n°94_1660 | Lot N°94 | Lot N°94(18 Localités) | HUAWEI | Nokia | Ksar El Boukhari | Derrag | El Sedra | Huawei | 35.8141 | 2.3957 | 600 |  | New | lc_site33 | 1 | 35.8068 | 2.4003 | Macro 900 3 sectors |  | 900M_S222@GSM_S111@LTE | Directional (A704516R0v06) | 12 | 16 | RT | YES | 1 site->1 villages(1660) | 28.8 | 148.8 | 268.8 | 913
Lot n°94_1661 | Lot N°94 | Lot N°94(18 Localités) | HUAWEI | Nokia | Ksar El Boukhari | El Ouinet | El Dhalaa | Huawei | 35.879 | 3.057 | 191 |  | New | lc_site34 | 1 | 35.8835 | 3.0506 | RuralStar |  | RuralStar 900M_O2@GSM_O1@LTE | OMNI( A70VP1100v06) | 12 | 16 | RT | YES | 1 site->1 villages(1661) | 0 |  |  | 766
Lot n°94_1662 | Lot N°94 | Lot N°94(18 Localités) | HUAWEI | Nokia | Ksar El Boukhari | El Ouinet | El Fouar | Huawei | 35.8866 | 3.1086 | 150 |  | New | lc_site35 | 1 | 35.8865 | 3.109 | RuralStar |  | RuralStar 900M_O2@GSM_O1@LTE | OMNI( A70VP1100v06) | 24 | 22 | GF | YES | 1 site->1 villages(1662) | 0 |  |  | 32
Lot n°94_1664 | Lot N°94 | Lot N°94(18 Localités) | HUAWEI | Nokia | Ksar El Boukhari | Kef Lakhdar | Ouled Abdelouhab | Huawei | 35.9278 | 3.2067 | 350 |  | New | lc_site37 | 1 | 35.9225 | 3.2083 | RuralLink |  | RuralLink 900M_O2@GSM_S111@LTE | Directional (A704515S0v06) | 30 | 28 | GF | YES | 1 site->1 villages(1664) | 23 | 143 | 263 | 602
Lot n°94_1665 | Lot N°94 | Lot N°94(18 Localités) | HUAWEI | Nokia | Ksar El Boukhari | Kef Lakhdar | EL Derouazia | Huawei | 35.9078 | 3.2839 | 350 |  | New | lc_site38 | 1 | 35.9068 | 3.2916 | RuralLink |  | RuralLink 900M_O2@GSM_S111@LTE | Directional (A704515S0v06) | 12 | 16 | RT | YES | 1 site->1 villages(1665) | 53.1 | 173.1 | 293.1 | 704
Lot n°94_1666 | Lot N°94 | Lot N°94(18 Localités) | HUAWEI | Nokia | Ksar El Boukhari | Tafraout | Fraction Ouled Bouziane | Huawei | 36.0137 | 3.398 | 179 |  | New | lc_site39 | 1 | 36.0122 | 3.3982 | RuralStar |  | RuralStar 900M_O2@GSM_O1@LTE | OMNI( A70VP1100v06) | 12 | 16 | RT | YES | 1 site->1 villages(1666) | 0 |  |  | 168
Lot n°94_1667 | Lot N°94 | Lot N°94(18 Localités) | HUAWEI | Nokia | Ksar El Boukhari | Tafraout | Fraction Ouled El Ghidi | Huawei | 35.9846 | 3.2999 | 222 |  | New | lc_site40 | 1 | 35.9863 | 3.2987 | RuralStar |  | RuralStar 900M_O2@GSM_O1@LTE | OMNI( A70VP1100v06) | 12 | 16 | RT | YES | 1 site->1 villages(1667) | 0 |  |  | 208
Lot n°94_1668 | Lot N°94 | Lot N°94(18 Localités) | HUAWEI | Nokia | Ksar El Boukhari | Tafraout | Fraction Ouled Brahim | Huawei | 36.0023 | 3.3104 | 125 |  | New | lc_site41 | 2 | 36.002 | 3.2969 | Macro 900 3 sectors |  | 900M_S222@GSM_S111@LTE | Directional (A704516R0v06) | 18 | 16 | GF | YES | 1 site->2 villages(1668/1669) | 343.5 | 88.4 | 238.5 | 1215
Lot n°94_1669 | Lot N°94 | Lot N°94(18 Localités) | HUAWEI | Nokia | Ksar El Boukhari | Tafraout | Fraction Ouled Kacem | Huawei | 35.9957 | 3.2842 | 112 |  | New | lc_site41 | 2 | 36.002 | 3.2969 | Macro 900 3 sectors |  | 900M_S222@GSM_S111@LTE | Directional (A704516R0v06) | 18 | 16 | GF | YES | 1 site->2 villages(1668/1669) | 343.5 | 88.4 | 238.5 | 1339
Lot n°94_1670 | Lot N°94 | Lot N°94(18 Localités) | HUAWEI | Nokia | Ksar El Boukhari | Meftaha | Ouled Maamer | Huawei | 35.9124 | 2.9553 | 436 |  | New | lc_site43 | 1 | 35.9106 | 2.9545 | RuralLink |  | RuralLink 900M_O2@GSM_S111@LTE | Directional (A704515S0v06) | 12 | 16 | RT | YES | 1 site->1 villages(1670) | 85.6 | 205.6 | 325.6 | 221
Lot n°94_1671 | Lot N°94 | Lot N°94(18 Localités) | HUAWEI | Nokia | Ksar El Boukhari | Meftaha | Rebaia | Huawei | 35.8873 | 2.9015 | 366 |  | New | lc_site44 | 1 | 35.8888 | 2.8987 | RuralLink |  | RuralLink 900M_O2@GSM_S111@LTE | Directional (A704515S0v06) | 12 | 16 | RT | YES | 1 site->1 villages(1671) | 28.2 | 148.2 | 268.2 | 303
Lot n°94_1672 | Lot N°94 | Lot N°94(18 Localités) | HUAWEI | Nokia | Ksar El Boukhari | Ouled Hellal | EL Zaouia | Huawei | 35.9272 | 2.4589 | 206 |  | New | lc_site45 | 1 | 35.9292 | 2.4611 | RuralStar |  | RuralStar 900M_O2@GSM_O1@LTE | OMNI( A70VP1100v06) | 12 | 16 | RT | YES | 1 site->1 villages(1672) | 0 |  |  | 299
Lot n°94_1673 | Lot N°94 | Lot N°94(18 Localités) | HUAWEI | Nokia | Ksar El Boukhari | Ouled Hellal | Ouled Belgacem | Huawei | 35.9482 | 2.5305 | 97 |  | New | lc_site46 | 1 | 35.9488 | 2.5298 | RuralStar |  | RuralStar 900M_O2@GSM_O1@LTE | OMNI( A70VP1100v06) | 12 | 16 | RT | YES | 1 site->1 villages(1673) | 0 |  |  | 93
Lot n°94_1674 | Lot N°94 | Lot N°94(18 Localités) | HUAWEI | Nokia | Ksar El Boukhari | Oum El Djalil | Fraction EL Mammia | Huawei | 35.8434 | 2.7184 | 270 |  | New | lc_site47 | 1 | 35.8444 | 2.7183 | RuralLink |  | RuralLink 900M_O2@GSM_S111@LTE | Directional (A704515S0v06) | 12 | 16 | RT | YES | 1 site->1 villages(1674) | 99.9 | 219.9 | 339.9 | 109
Lot n°94_1675 | Lot N°94 | Lot N°94(18 Localités) | HUAWEI | Nokia | Ksar El Boukhari | Bou Aïche | El Dordj | Huawei | 35.6898 | 2.2117 | 500 |  | New | lc_site48 | 1 | 35.6909 | 2.2122 | RuralLink |  | RuralLink 900M_O2@GSM_S111@LTE | Directional (A704515S0v06) | 12 | 16 | RT | YES | 1 site->1 villages(1675) | 48.6 | 168.6 | 288.6 | 126
Lot n°94_1676 | Lot N°94 | Lot N°94(18 Localités) | HUAWEI | Nokia | Ksar El Boukhari | Chelalet El Adhaoura | Ouled Djahdjouh | Huawei | 35.9765 | 3.414 | 800 |  | New | lc_site49 | 1 | 35.9759 | 3.4146 | Macro 2100 3 sectors |  | 2100M_S111@UMTS_S111@LTE | Directional (A264518R0v06) | 30 | 28 | GF | YES | 1 site->1 villages(1676) | 358.1 | 181.2 | 310.4 | 77
Lot n°95_1677 | Lot N°95 | Lot N°95(18Localités) | HUAWEI | Nokia | Ksar El Boukhari | Aïn Boucif | El Gharbia1 | Huawei | 35.8004 | 3.1596 | 573 |  | New | lc_site50 | 3 | 35.7966 | 3.1729 | Macro 900 3 sectors |  | 900M_S222@GSM_S111@LTE | Directional (A704516R0v06) | 30 | 28 | GF | YES | 1 site->3 villages(1677/1678/1682) | 289.4 | 35.6 | 141.8 | 1268
Lot n°95_1678 | Lot N°95 | Lot N°95(18Localités) | HUAWEI | Nokia | Ksar El Boukhari | Aïn Boucif | El Gharbia 2 | Huawei | 35.7874 | 3.1819 | 458 |  | New | lc_site50 | 3 | 35.7966 | 3.1729 | Macro 900 3 sectors |  | 900M_S222@GSM_S111@LTE | Directional (A704516R0v06) | 30 | 28 | GF | YES | 1 site->3 villages(1677/1678/1682) | 289.4 | 35.6 | 141.8 | 1311
Lot n°95_1679 | Lot N°95 | Lot N°95(18Localités) | HUAWEI | Nokia | Ksar El Boukhari | Aïn Boucif | Ain Ahmed | Huawei | 35.8781 | 3.2004 | 802 |  | New | lc_site52 | 1 | 35.8768 | 3.1985 | Macro 2100 3 sectors |  | 2100M_S111@UMTS_S111@LTE | Directional (A264518R0v06) | 12 | 16 | RT | YES | 1 site->1 villages(1679) | 2.5 | 65.2 | 316.7 | 231
Lot n°95_1680 | Lot N°95 | Lot N°95(18Localités) | HUAWEI | Nokia | Ksar El Boukhari | Aïn Boucif | Layache | Huawei | 35.9385 | 3.1786 | 500 |  | New | lc_site53 | 1 | 35.9398 | 3.1822 | RuralLink |  | RuralLink 900M_O2@GSM_S111@LTE | Directional (A704515S0v06) | 12 | 16 | RT | YES | 1 site->1 villages(1680) | 53.1 | 173.1 | 293.1 | 353
Lot n°95_1681 | Lot N°95 | Lot N°95(18Localités) | HUAWEI | Nokia | Ksar El Boukhari | Aïn Boucif | Labiyadh | Huawei | 35.7583 | 3.2266 | 488 |  | New | lc_site51 | 2 | 35.776 | 3.218 | Macro 900 3 sectors |  | 900M_S222@GSM_S111@LTE | Directional (A704516R0v06) | 30 | 28 | GF | YES | 1 site->2 villages(1681/1683) | 268 | 17.3 | 158.6 | 2122
Lot n°95_1682 | Lot N°95 | Lot N°95(18Localités) | HUAWEI | Nokia | Ksar El Boukhari | Aïn Boucif | Ain Raache | Huawei | 35.7878 | 3.1965 | 501 |  | New | lc_site50 | 3 | 35.7966 | 3.1729 | Macro 900 3 sectors |  | 900M_S222@GSM_S111@LTE | Directional (A704516R0v06) | 30 | 28 | GF | YES | 1 site->3 villages(1677/1678/1682) | 289.4 | 35.6 | 141.8 | 2344
Lot n°95_1683 | Lot N°95 | Lot N°95(18Localités) | HUAWEI | Nokia | Ksar El Boukhari | Aïn Boucif | Ain Touta | Huawei | 35.7792 | 3.2192 | 511 |  | New | lc_site51 | 2 | 35.776 | 3.218 | Macro 900 3 sectors |  | 900M_S222@GSM_S111@LTE | Directional (A704516R0v06) | 30 | 28 | GF | YES | 1 site->2 villages(1681/1683) | 268 | 17.3 | 158.6 | 371
Lot n°95_1684 | Lot N°95 | Lot N°95(18Localités) | HUAWEI | Nokia | Ksar El Boukhari | Aïn Ou Ksir | Faraaia | Huawei | 35.8616 | 3.565 | 323 |  | New | lc_site57 | 1 | 35.8569 | 3.5661 | RuralLink |  | RuralLink 900M_O2@GSM_S111@LTE | Directional (A704515S0v06) | 12 | 16 | RT | YES | 1 site->1 villages(1684) | 37.6 | 157.6 | 277.6 | 531
Lot n°95_1685 | Lot N°95 | Lot N°95(18Localités) | HUAWEI | Nokia | Ksar El Boukhari | Aïn Ou Ksir | Maache | Huawei | 35.7505 | 3.5144 | 480 |  | New | lc_site58 | 1 | 35.7518 | 3.5143 | RuralLink |  | RuralLink 900M_O2@GSM_S111@LTE | Directional (A704515S0v06) | 12 | 16 | RT | YES | 1 site->1 villages(1685) | 41.8 | 161.8 | 281.8 | 147
Lot n°95_1686 | Lot N°95 | Lot N°95(18Localités) | HUAWEI | Nokia | Ksar El Boukhari | Aïn Ou Ksir | Dayet EL Terfa | Huawei | 35.686 | 3.5251 | 478 |  | New | lc_site59 | 1 | 35.6862 | 3.5254 | RuralLink |  | RuralLink 900M_O2@GSM_S111@LTE | Directional (A704515S0v06) | 12 | 16 | RT | YES | 1 site->1 villages(1686) | 12.5 | 132.5 | 252.5 | 36
Lot n°95_1687 | Lot N°95 | Lot N°95(18Localités) | HUAWEI | Nokia | Ksar El Boukhari | Aïn Ou Ksir | Malha | Huawei | 35.8568 | 3.4169 | 472 |  | New | lc_site60 | 1 | 35.8564 | 3.4169 | RuralLink |  | RuralLink 900M_O2@GSM_S111@LTE | Directional (A704515S0v06) | 12 | 16 | RT | YES | 1 site->1 villages(1687) | 60.9 | 180.9 | 300.9 | 39
Lot n°95_1688 | Lot N°95 | Lot N°95(18Localités) | HUAWEI | Nokia | Ksar El Boukhari | Aïn Ou Ksir | Ouled Mimoun | Huawei | 35.8721 | 3.5279 | 103 |  | New | lc_site61 | 1 | 35.8726 | 3.5276 | RuralStar |  | RuralStar 900M_O2@GSM_O1@LTE | OMNI( A70VP1100v06) | 12 | 16 | RT | YES | 1 site->1 villages(1688) | 0 |  |  | 61
Lot n°95_1689 | Lot N°95 | Lot N°95(18Localités) | HUAWEI | Nokia | Ksar El Boukhari | Aïn Ou Ksir | Ouled Djahdjouh | Huawei | 35.8606 | 3.4914 | 120 |  | New | lc_site62 | 1 | 35.8605 | 3.4908 | RuralStar |  | RuralStar 900M_O2@GSM_O1@LTE | OMNI( A70VP1100v06) | 18 | 16 | GF | YES | 1 site->1 villages(1689) | 0 |  |  | 56
Lot n°95_1690 | Lot N°95 | Lot N°95(18Localités) | HUAWEI | Nokia | Ksar El Boukhari | Aziz | Fraction EL Kbarate | Huawei | 35.723 | 2.5527 | 289 |  | New | lc_site63 | 1 | 35.7222 | 2.5561 | RuralLink |  | RuralLink 900M_O2@GSM_S111@LTE | Directional (A704515S0v06) | 12 | 16 | RT | YES | 1 site->1 villages(1690) | 95.4 | 215.4 | 335.4 | 323
Lot n°95_1691 | Lot N°95 | Lot N°95(18Localités) | HUAWEI | Nokia | Ksar El Boukhari | Aziz | El Sbakate | Huawei | 35.767 | 2.555 | 326 |  | New | ql21 | 1 | 35.7666 | 2.5563 | RuralLink |  | RuralLink 900M_O2@GSM_S111@LTE | Directional (A704515S0v06) | 12 | 16 | RT | YES | 1 site->1 villages(1691) | 90.2 | 210.2 | 330.2 | 130
Lot n°95_1692 | Lot N°95 | Lot N°95(18Localités) | HUAWEI | Nokia | Ksar El Boukhari | Aziz | Ouled Saad | Huawei | 35.8858 | 2.5743 | 481 |  | New | lc_site65 | 1 | 35.8861 | 2.5742 | RuralLink |  | RuralLink 900M_O2@GSM_S111@LTE | Directional (A704515S0v06) | 12 | 16 | RT | YES | 1 site->1 villages(1692) | 59.1 | 179.1 | 299.1 | 36
Lot n°95_1693 | Lot N°95 | Lot N°95(18Localités) | HUAWEI | Nokia | Ksar El Boukhari | Aziz | El Remali | Huawei | 35.8877 | 2.4624 | 120 |  | New | lc_site66 | 1 | 35.8858 | 2.4576 | RuralStar |  | RuralStar 900M_O2@GSM_O1@LTE | OMNI( A70VP1100v06) | 12 | 16 | RT | YES | 1 site->1 villages(1693) | 0 |  |  | 482
Lot n°95_1694 | Lot N°95 | Lot N°95(18Localités) | HUAWEI | Nokia | Ksar El Boukhari | Aziz | Ferme Maghdour | Huawei | 35.8736 | 2.4903 | 186 |  | New | lc_site67 | 1 | 35.8743 | 2.4897 | RuralStar |  | RuralStar 900M_O2@GSM_O1@LTE | OMNI( A70VP1100v06) | 12 | 16 | RT | YES | 1 site->1 villages(1694) | 0 |  |  | 94
Lot n°98_1730 | Lot N°98 | Lot N°98(17localités) | HUAWEI | Huawei | Mostaganem | Safsaf | Bouaïchia | Huawei | 35.842 | 0.39725 | 586 |  | New | ly98_1730 | 1 | 35.842 | 0.39725 | RuralLink |  | RuralLink 900M_O2@GSM_S111@LTE | Directional (A704515S0v06) | 6 | 10 | RT | YES | 1 site->1 villages(1730) | 36.1 | 156.1 | 276.1 | 0
Lot n°98_1731 | Lot N°98 | Lot N°98(17localités) | HUAWEI | Huawei | Mostaganem | Safsaf | Zhahfa | Huawei | 35.8249 | 0.39703 | 639 |  | New | Site5_new | 3 | 35.8233 | 0.39576 | Macro 900 3 sectors |  | 900M_S222@GSM_S111@LTE | Directional (A704516R0v06) | 30 | 28 | GF | NO | 1 site->3 villages(1731/1732/1733) | 33.7 | 173.7 | 225.7 | 207
Lot n°98_1732 | Lot N°98 | Lot N°98(17localités) | HUAWEI | Huawei | Mostaganem | Safsaf | Mraïnia | Huawei | 35.8105 | 0.3975 | 708 |  | New | Site5_new | 3 | 35.8233 | 0.39576 | Macro 900 3 sectors |  | 900M_S222@GSM_S111@LTE | Directional (A704516R0v06) | 30 | 28 | GF | NO | 1 site->3 villages(1731/1732/1733) | 33.7 | 173.7 | 225.7 | 1428
Lot n°98_1733 | Lot N°98 | Lot N°98(17localités) | HUAWEI | Huawei | Mostaganem | Safsaf | Kehahma | Huawei | 35.8168 | 0.38753 | 645 |  | New | Site5_new | 3 | 35.8233 | 0.39576 | Macro 900 3 sectors |  | 900M_S222@GSM_S111@LTE | Directional (A704516R0v06) | 30 | 28 | GF | NO | 1 site->3 villages(1731/1732/1733) | 33.7 | 173.7 | 225.7 | 1037
Lot n°98_1734 | Lot N°98 | Lot N°98(17localités) | HUAWEI | Huawei | Mostaganem | Sidi Ali | M'zila | Huawei | 35.9907 | 0.52311 | 811 |  | New | ly98_1734 | 2 | 35.9958 | 0.53291 | Macro 900 3 sectors |  | 900M_S222@GSM_S111@LTE | Directional (A704516R0v06) | 24 | 22 | GF | YES | 1 site->2 villages(1734/1737) | 68.9 | 237.2 | 333 | 1048
Lot n°98_1736 | Lot N°98 | Lot N°98(17localités) | HUAWEI | Huawei | Mostaganem | Sidi Ali | Setfoura | Huawei | 36.0382 | 0.50865 | 552 |  | New | lyh_1620 | 1 | 36.0379 | 0.50875 | RuralLink |  | RuralLink 900M_O2@GSM_S111@LTE | Directional (A704515S0v06) | 12 | 16 | RT | YES | 1 site->1 villages(1736) | 115.9 | 235.9 | 355.9 | 40
Lot n°98_1737 | Lot N°98 | Lot N°98(17localités) | HUAWEI | Huawei | Mostaganem | Sidi Ali | Ouled Allou | Huawei | 35.9993 | 0.54417 | 1698 |  | New | ly98_1734 | 2 | 35.9958 | 0.53291 | Macro 900 3 sectors |  | 900M_S222@GSM_S111@LTE | Directional (A704516R0v06) | 24 | 22 | GF | YES | 1 site->2 villages(1734/1737) | 68.9 | 237.2 | 333 | 1085
Lot n°98_1738 | Lot N°98 | Lot N°98(17localités) | HUAWEI | Huawei | Mostaganem | Sidi Ali | Ouled Sidi Brahim | Huawei | 35.9869 | 0.49664 | 257 |  | New | Site10012 | 2 | 35.9799 | 0.50035 | Macro 900 3 sectors |  | 900M_S222@GSM_S111@LTE | Directional (A704516R0v06) | 24 | 22 | GF | YES | 1 site->2 villages(2810/1738) | 336.6 | 146.7 | 241.7 | 841
Lot n°98_1740 | Lot N°98 | Lot N°98(17localités) | HUAWEI | Huawei | Mostaganem | Sidi Ali | Bkhaïria | Huawei | 36.1098 | 0.47224 | 880 |  | New | Site13 | 1 | 36.1146 | 0.47343 | Macro 2100 3 sectors |  | 2100M_S111@UMTS_S111@LTE | Directional (A264518R0v06) | 6 | 10 | RT | YES | 1 site->1 villages(1740) | 27.5 | 92.4 | 185.6 | 539
Lot n°98_1741 | Lot N°98 | Lot N°98(17localités) | HUAWEI | Huawei | Mostaganem | Sidi Ali | Naâïmia 02 | Huawei | 36.0643 | 0.36889 | 973 |  | New | Site11 | 2 | 36.0775 | 0.35032 | Macro 900 3 sectors |  | 900M_S222@GSM_S111@LTE | Directional (A704516R0v06) | 30 | 28 | GF | YES | 1 site->2 villages(1725/1741) | 312.7 | 131.5 | 222.1 | 2228
Lot n°98_1742 | Lot N°98 | Lot N°98(17localités) | HUAWEI | Huawei | Mostaganem | Sidi Ali | Louaha | Huawei | 36.126 | 0.37187 | 550 |  | New | lyh_1222 | 4 | 36.1275 | 0.36233 | Macro 900 3 sectors |  | 900M_S222@GSM_S111@LTE | Directional (A704516R0v06) | 30 | 28 | GF | YES | 1 site->4 villages(1722/1723/1724/1742) | 293.9 | 101.5 | 247.2 | 874
Lot n°98_1743 | Lot N°98 | Lot N°98(17localités) | HUAWEI | Huawei | Mostaganem | Sidi Bellater | Ouled EL Safi | Huawei | 36.0271 | 0.21403 | 1024 |  | New | ql07 | 1 | 36.0284 | 0.21283 | Macro 2100 3 sectors |  | 2100M_S111@UMTS_S111@LTE | Directional (A264518R0v06) | 12 | 16 | RT | YES | 1 site->1 villages(1743) | 89.7 | 158.3 | 313 | 181
Lot n°98_1744 | Lot N°98 | Lot N°98(17localités) | HUAWEI | Huawei | Mostaganem | Sidi Bellater | Ouled Balekhal | Huawei | 36.0445 | 0.28288 | 443 |  | New | Site10 | 1 | 36.0438 | 0.28374 | RuralLink |  | RuralLink 900M_O2@GSM_S111@LTE | Directional (A704515S0v06) | 6 | 10 | RT | YES | 1 site->1 villages(1744) | 105.1 | 225.1 | 345.1 | 108
Lot n°98_1745 | Lot N°98 | Lot N°98(17localités) | HUAWEI | Huawei | Mostaganem | Sidi Bellater | Ghouala | Huawei | 36.0299 | 0.32117 | 419 |  | New | ly98_1745 | 1 | 36.0327 | 0.31482 | RuralLink |  | RuralLink 900M_O2@GSM_S111@LTE | Directional (A704515S0v06) | 6 | 10 | RT | YES | 1 site->1 villages(1745) | 80.4 | 200.4 | 320.4 | 648
Lot n°98_1746 | Lot N°98 | Lot N°98(17localités) | HUAWEI | Huawei | Mostaganem | Sidi Bellater | Ouled Lahcen | Huawei | 36.0514 | 0.31997 | 621 |  | New | Site10_98_1746 | 1 | 36.0514 | 0.31997 | Macro 900 3 sectors |  | 900M_S222@GSM_S111@LTE | Directional (A704516R0v06) | 6 | 10 | RT | YES | 1 site->1 villages(1746) | 99.5 | 148 | 53.7 | 0

## FACE PAGE
Rural Site Survey Report
Locality ID : | Lot n°150_2629
Locality Name : | Ouled Zhar
Subcontractor Representative |  | Huawei Representative
Zimou |  | Mohamed
Date: | 2026-10-25 | 2026-10-25

## Report
Report (Lot n°150_2629)
General Site Information
Locality Name | Ouled Zhar | Locality ID | Lot n°150_2629 | Site Type (GF/RT) | RT
Region | Aïn Defla | Commune | Bourached | Possibility to deploy RT site (Yes/No) | Yes
Longitude ( degré) | 1.859 | Latitude( degré) | 36.188 | Altitude (m) | 330
agglo name conform with the name agglo on the field (Y/N) | Yes | Site Acquisition Phone number | Na | Site Acquisition email Address | Na
Village Contact Person (Name and contact) | Na |  | Land Owner info (Name and contact) | Na
Rural Site height | Na | Space Required Available | Na | Space Available | Na
Access Road Available | Yes | Width of the access road (m) | 5 | Distance to main road (m) | 20
Soil Type | Normal Soil | Site surface | Na | Main Power ( Yes /No ) | Yes
Surface Relief | Na | Rainy Season period | Na | site Access ( Ok/Nok ) | ok
Surrounding Environment Remark (Sight Distance and Photo for all directions) |  | Na |  | Land Acquisition (Type) | Privite
Matrilas Delivery To the site |  | Na
Network
2G or 3G Voice Nerwork (Y/N) | Y | test Voice Qualité ( Good, Bad) | Good
4GData Nerwork (Y/N) | N | Speed test 4GMpps | Na
Site Location photo
Site Location photo (Go to the site and take a screen shot from mobile phone to make sure you are near the site location)
Power INFO-Access Site
Power Availability | Nearest Power Source Position /M (how Many Meters) | Power Access Photos To the site
Genral Photo on Site
0° |  |  | 30°
60° |  |  | 90°
120° |  |  | 150°
180° |  |  | 210°
240° |  |  | 270°
300° |  |  | 330°
Sounding Obstacles (Mountains /Buildings ),etc |  | Road Access (Photos)
.
Area Power Source Photos
Layout Sketch For power access
SUT Site: Overview Photos
SUT Site: Existing tower photo Overview (Any site surrounding The Proposed area ),Operator Name (OTA /OA/ATM/AT):
NA
SUT Site: Existing Building around location

## Summary (hidden)
Survey Mailestone
1-General Site Information
2-Site Location photo
3-Power INFO-Access Site
4-Power Availability
5-Nearest Power Source Position /M (how Many Meters)
6-Power Access Photos To the site
7-Genral Photo on Site
08-Sounding Obstacles (Mountains /Buildings ),etc
09-Road Access (Photos)
10-Layout Sketch (Including surrounding Area Obstacles Highlights )
11-Area Power Source Photos
12-Layout Sketch For power access
13-SUT Site: Overview Photos
14-SUT Site: Existing tower photo Overview (Any site surrounding The Proposed area ),Operator Name

## Other information
208 | 208 | 208 | 208 | 208 | 208 | 208 | 208 | 208 | 208 | 208 | 208 | 208 | 208 | 0 | 0 | 0 | 0 | 0 | 0 | 0 | 0 | 0 | 0 | 0 | 0 | 0
SBC | Village ID | LOT | Village LOT | Village LOT Description | Region | RAN Vendor | TX Vendor | WILAYA | Commune | LOCALITES | VillageLatitude | VillageLongitude | Type | update Y | Updated X | agglo name confor wit the name agglo on the field (Y/N) | possibility to deploy RT site | Power sources | Distance Power sources vs proposed condidate | Simple connection or extension | test Voice Qualité ( Good, Bad) | Speed test 4GMpps | 2G or 3G Voice Nerwork (Y/N) | 4GData Nerwork (Y/N) | Visit Status | Report Status
ZIMOU | Lot n°150_2629 | Lot N°150 | Lot N°150 (18 Localités) | Lot N°150 (18 Localités) | Center | HUAWEI | Huawei | Aïn Defla | Bourached | Ouled Zhar | 36.1879 | 1.859 | RT | 36.188 | 1.859 | Yes | Yes | Yes | 20 | Simple | Good | Na | Y | N

## Sheet1 (hidden)
access road
grid condition
site location
360pic